## Contents
Worksheet | Contents
List of Tabs/Worksheets
Tab/Worksheet | Description
Contents
Document Control | Document Control Worksheet with details on versions of the Asset Data Hierarchy (ADH) Diagrams
User Guide | User Guide Worksheet to assist users understand how to use the document
Level 5 | Identifies the operational sites which are defined as “an enclosed area of land owned or utilised by IW”
List of Level 5 Tab/Worksheets | Worksheet Name | List of Asset Classes
Water Treatment Plant | WTP | Assets Class 1 & Class 2
Water Network Pumping Station | WNPS | Assets Class 1 & Class 2
Water Network Storage | WNS | Assets Class 1 & Class 2
Water Abstraction Point | WAP | Assets Class 1 & Class 2
Water Network Monitoring Point | WNMP | Assets Class 1 & Class 2
Raw Water Pumping Station | RWPS | Assets Class 1 & Class 2
Waste Water Treatment Plant | WWTP | Assets Class 1 & Class 2
Waste Water Network Pumping Station | WWNPS | Assets Class 1 & Class 2
Waste Water Network Monitoring Point | WWNMP | Assets Class 1 & Class 2
Waste Water Network Overflow Chamber | WWNOC | Assets Class 1 & Class 2
Waste Water Outfall | WWO | Assets Class 1 & Class 2
Other Generic Process | OGP | Other Generic Process
Links to other documents | IW-TEC-100-011 Asset Data Hierarchy Rules Definitions:
Link to document in Controlled Documents
Tech standards share point site (internal site)
“Standards and Specifications Website” for contractors

## Document Control
Return to Contents Page
Worksheet | Document Control
Version Number | Document Title |  | Date | Author | Approver
V01 | AMT-SPEC-5020-001.pdf(Water Abstraction Point)1.0 | Water Abstraction Point | 2016-09-19 | Author: Magdalena Flavin Mimetype: Adobe PDF Document Creator: shelosul Created Date: Mon 19 Sep 2016 14:24:48 Modifier: gdavis Modified Date: Fri 3 Mar 2017 16:36:41 | Lar Spain
V01 | AMT-SPEC-5020-002.pdf(Water Network Monitoring Point) | Water Network Monitoring Point | 2016-09-19 | Author: Magdalena Flavin Mimetype: Adobe PDF Document Creator: shelosul Created Date: Mon 19 Sep 2016 14:24:46 Modifier: gdavis Modified Date: Fri 3 Mar 2017 16:38:35 | Lar Spain
V01 | AMT-SPEC-5020-003.pdf(Water Network Pumping Station) | Water Network Pumping Station | 2016-09-19 | Author: Magdalena Flavin Mimetype: Adobe PDF Document Creator: shelosul Created Date: Mon 19 Sep 2016 14:24:48 Modifier: gdavis Modified Date: Fri 3 Mar 2017 16:40:06 | Lar Spain
V01 | AMT-SPEC-5020-004.pdf(Water Network Storage) | Water Network Storage | 2016-09-19 | Author: Magdalena Flavin Mimetype: Adobe PDF Document Creator: shelosul Created Date: Mon 19 Sep 2016 14:24:46 Modifier: gdavis Modified Date: Fri 3 Mar 2017 16:41:35 | Lar Spain
V01 | AMT-SPEC-5020-005.pdf(Water Treatment Plant) | Water Treatment Plant | 2016-09-19 | Author: Magdalena Flavin Mimetype: Adobe PDF Document Creator: shelosul Created Date: Mon 19 Sep 2016 14:24:50 Modifier: gdavis Modified Date: Fri 3 Mar 2017 16:42:28 | Lar Spain
V01 | AMT-SPEC-5030-001.pdf(Waste Water Network Monitoring Point) | Waste Water Network Monitoring Point | 2016-09-19 | Author: Magdalena Flavin Mimetype: Adobe PDF Document Creator: shelosul Created Date: Mon 19 Sep 2016 11:57:06 Modifier: admin Modified Date: Tue 2 Jul 2019 08:57:15 | Lar Spain
V01 | AMT-SPEC-5030-002.pdf(Waste Water Network Overflow Chamber) | Waste Water Network Overflow Chamber | 2016-09-19 | Author: Magdalena Flavin Mimetype: Adobe PDF Document Creator: shelosul Created Date: Mon 19 Sep 2016 14:17:36 Modifier: admin Modified Date: Tue 2 Jul 2019 08:57:20 | Lar Spain
V01 | AMT-SPEC-5030-003.pdf(Waste Water Network Pumping Station) | Waste Water Network Pumping Station | 2016-09-19 | Author: Magdalena Flavin Mimetype: Adobe PDF Document Creator: shelosul Created Date: Mon 19 Sep 2016 14:18:19 Modifier: admin Modified Date: Tue 2 Jul 2019 08:57:17 | Lar Spain
V01 | AMT-SPEC-5030-004.pdf(Waste Water Network Outfall) | Waste Water Network Outfall | 2016-09-19 | Author: Magdalena Flavin Mimetype: Adobe PDF Document Creator: shelosul Created Date: Mon 19 Sep 2016 14:19:07 Modifier: admin Modified Date: Tue 2 Jul 2019 08:57:21 | Lar Spain
V01 | AMT-SPEC-5030-005.pdf(Waste Water Treatment Plant) | Waste Water Treatment Plant | 2016-09-19 | Author: Magdalena Flavin Mimetype: Adobe PDF Document Creator: shelosul Created Date: Mon 19 Sep 2016 14:19:07 Modifier: admin Modified Date: Tue 2 Jul 2019 08:57:18 | Lar Spain
V02 | AMT-SPEC-5030-000.xlsx | Water Treatment Plant Water Network Pumping Station Water Network Storage Water Abstraction Point Water Network Monitoring Point Raw Water Pumping Station Waste Water Treatment Plant Waste Water Network Pumping Station Waste Water Network Monitoring Point Waste Water Network Overflow Chamber Waste Water Network Outfall | 2020-12-02 | K O'Kane, D Morahan, D O'Rourke, F Meehan, I Dawson, M O'Reilly, D O'Reilly, N Brady, S Usher, C Foxe, V Lopez | Asset Data Hierarchy Governance Forum
V03 | IW-TEC-100-007 | Leve 7 Added: Power Included for all Level 5's that have a Level 6: 3rd Party Infrastructure | 2022-06-10 | K O'Kane, D Morahan, D O'Rourke, F Meehan, I Dawson, M O'Reilly, D O'Reilly, N Brady, S Usher, C Foxe, V Lopez | Asset Data Hierarchy Governance Forum
V03 | IW-TEC-100-007 | Leve 7 Added: Telecoms Included for all Level 5's that have a Level 6: 3rd Party Infrastructure | 2022-06-10 | K O'Kane, D Morahan, D O'Rourke, F Meehan, I Dawson, M O'Reilly, D O'Reilly, N Brady, S Usher, C Foxe, V Lopez | Asset Data Hierarchy Governance Forum
V03 | IW-TEC-100-007 | Leve 7 Added: GAS Included for all Level 5's that have a Level 6: 3rd Party Infrastructure | 2022-06-10 | K O'Kane, D Morahan, D O'Rourke, F Meehan, I Dawson, M O'Reilly, D O'Reilly, N Brady, S Usher, C Foxe, V Lopez | Asset Data Hierarchy Governance Forum
V03 | IW-TEC-100-007 | Leve 7 Added: GAS Included for all Level 5's that have a Level 6: 3rd Party Infrastructure | 2022-06-10 | K O'Kane, D Morahan, D O'Rourke, F Meehan, I Dawson, M O'Reilly, D O'Reilly, N Brady, S Usher, C Foxe, V Lopez | Asset Data Hierarchy Governance Forum
V03 | IW-TEC-100-007 | Foul Drainage change to Site Drainagew | 2022-06-10 | K O'Kane, D Morahan, D O'Rourke, F Meehan, I Dawson, M O'Reilly, D O'Reilly, N Brady, S Usher, C Foxe, V Lopez | Asset Data Hierarchy Governance Forum
V03 | IW-TEC-100-007 | Site Drainage | 2022-06-10 | K O'Kane, D Morahan, D O'Rourke, F Meehan, I Dawson, M O'Reilly, D O'Reilly, N Brady, S Usher, C Foxe, V Lopez | Asset Data Hierarchy Governance Forum

## User Guide
Return to Contents Page
User Guide
This Document contains the Asset Data Hierarchy Diagrams for Level 5's. Each Level 5 has their own individual tab as outlined below.
When you click into each tab you can see a hierarchy of the Level 5 and various Level 6 and Level 7 processes
Each diagram includes an Other Generic Processes Icon/hyperlink
Other Generic Processes (OGP) means they are generic and will sit under any Level 6 in the related diagram. OGP can only sit at Level 7 in the Asset Data Hierarchy
The Contents page contains the links to all Level 5 Diagrams and Asset Class 1 and Asset Class 2
When you open with link in every page there is a link on the top left corner to
| Name of each Level 5 | Link to Tab | List of Asset Classes
| Water Treatment Plant | WTP | Assets Class 1 & Class 2
| Water Network Pumping Station | WNPS | Assets Class 1 & Class 2
| Water Network Storage | WNS | Assets Class 1 & Class 2
| Water Abstraction Point | WAP | Assets Class 1 & Class 2
| Water Network Monitoring Point | WNMP | Assets Class 1 & Class 2
| Raw Water Pumping Station | RWPS | Assets Class 1 & Class 2
| Waste Water Treatment Plant | WWTP | Assets Class 1 & Class 2
| Waste Water Network Pumping Station | WWNPS | Assets Class 1 & Class 2
| Waste Water Network Monitoring Point | WWNMP | Assets Class 1 & Class 2
| Waste Water Network Overflow Chamber | WWNOC | Assets Class 1 & Class 2
| Waste Water Outfall | WWO | Assets Class 1 & Class 2
| Other Generic Processes | OGP | Assets Class 1 & Class 2

## WTP
Return to Contents page | Asset Data Hierarchy
LEVEL 1
LEVEL 2
LEVEL 3
LEVEL 4
LEVEL 5
LEVEL 6
LEVEL 7
Irish Water
Water Supply Zone
Other Generic Processes

## WNPS
Return to Contents page | Asset Data Hierarchy
LEVEL 1
LEVEL 2
LEVEL 3
LEVEL 4
LEVEL 5
LEVEL 6
LEVEL 7
Irish Water
Water Supply Zone
Other Generic Processes

## WNS
Return to Contents page | Asset Data Hierarchy
LEVEL 1
LEVEL 2
LEVEL 3
LEVEL 4
LEVEL 5
LEVEL 6
LEVEL 7
Irish Water
Water Supply Zone
Other Generic Processes

## WAP
Return to Contents page | Asset Data Hierarchy
LEVEL 1
LEVEL 2
LEVEL 3
LEVEL 4
LEVEL 5
LEVEL 6
LEVEL 7
Irish Water
Water Supply Zone
Other Generic Processes

## WNMP
Return to Contents page | Asset Data Hierarchy
LEVEL 1
LEVEL 2
LEVEL 3
LEVEL 4
LEVEL 5
LEVEL 6
LEVEL 7
Irish Water
Water Supply Zone
Other Generic Processes

## RWPS
Return to Contents page | Asset Data Hierarchy
LEVEL 1
LEVEL 2
LEVEL 3
LEVEL 4
LEVEL 5
LEVEL 6
LEVEL 7
Irish Water
Water Supply Zone
Other Generic Processes

## WWTP
Return to Contents page | Asset Data Hierarchy
LEVEL 1
LEVEL 2
LEVEL 3
LEVEL 4
LEVEL 5
LEVEL 6
LEVEL 7
Irish Water
Agglomeration
Other Generic Processes

## WWNPS
Return to Contents page | Asset Data Hierarchy
LEVEL 1
LEVEL 2
LEVEL 3
LEVEL 4
LEVEL 5
LEVEL 6
LEVEL 7
Irish Water
Agglomeration
Other Generic Processes

## WWNMP
Return to Contents page | Asset Data Hierarchy
LEVEL 1
LEVEL 2
LEVEL 3
LEVEL 4
LEVEL 5
LEVEL 6
LEVEL 7
Irish Water
Agglomeration
Other Generic Processes

## WWNOC
Return to Contents page | Asset Data Hierarchy
LEVEL 1
LEVEL 2
LEVEL 3
LEVEL 4
LEVEL 5
LEVEL 6
LEVEL 7
Irish Water
Agglomeration
Other Generic Processes

## WWO
Return to Contents page | Asset Data Hierarchy
LEVEL 1
LEVEL 2
LEVEL 3
LEVEL 4
LEVEL 5
LEVEL 6
LEVEL 7
Irish Water
Agglomeration
Other Generic Processes

## OGP
Return to Contents page
Water Treatment Plant | Level 7 Other Generic Processes | Level 7 Ref
Water Network Pumping Station | Air Supply | ASPR
Water Network Storage | Analytical Measure or Monitoring or Ctrl | AMMC
Water Abstraction Point | Bulk Water Transfer | BWT
Water Network Monitoring Point | Chemical Dosing pH Adjustment | CHPA
Raw Water Pumping Station | Chemical Dosing pH Correction | CHPC
Waste Water Treatment Plant | Chemical Preparation | CHPR
Waste Water Network Pumping Station | Chemical Reception AND Storage | CHRS
Waste Water Network Monitoring Point | Convergence Transfer | CNTR
Waste Water Network Overflow Chamber | Conveyance Transfer | CYTR
Waste Water Outfall | Final Effluent Transfer | FEFF
| Flow Measurement or Monitoring or Ctrl | FMMC
| Interstage Transfer | ITRN
| Level Measurement or Monitoring or Ctrl | LMMC
| Mixing | MIXG
| Press Measurement or Monitoring or Ctrl | PMMC
| Sampling | SAM
| Solids Conveyance | SOCN
| Storage | STOR
| Surge Protection | SGPR
| Temp Measurement or Monitoring or Ctrl | TMMC
| Washwater System - Non-Potable Washwater | WWNW
| Washwater System - Potable Washwater | WWPW
| Weight Measurement or Monitoring or Ctrl | WMMC

## ASSETS
Return to Contents page
Level 8 Class 1 | L8 Ref Class 1 | Level 8 Class 2 | L8 Ref Class 2
ACCESS CONTROL SECURITY | ACCS | ACCESS CONTROL | ACCC
ACCESS CONTROL SECURITY | ACCS | CCTV | CCTV
ACCESS CONTROL SECURITY | ACCS | GATE ¦ BARRIER | GOB
ACTUATOR | ACTU | ELECTRIC | ELEC
ACTUATOR | ACTU | HYDRAULIC | HLIC
ACTUATOR | ACTU | MANUAL | MANU
ACTUATOR | ACTU | PNEUMATIC | PNEU
AERATOR | ARTR | CASCADE | CASC
AERATOR | ARTR | DIFFUSED - COARSE | DIFC
AERATOR | ARTR | DIFFUSED - FINE | DIFI
AERATOR | ARTR | MECHANICAL - SURFACE | MSUR
AIR CONDITIONING | ACON | HEVAC | HEVA
AIR CONDITIONING | ACON | PROCESS | PROC
AIR TREATMENT | AIRT | BIO MEDIA | BMED
AIR TREATMENT | AIRT | CARBON | CARB
AIR TREATMENT | AIRT | CHEMICAL (SCRUBBER) | CHES
AIR TREATMENT | AIRT | DUST | DUST
AIR TREATMENT | AIRT | LIQUID PHASE (SEPTICITY) | LPHA
AIR TREATMENT | AIRT | PACKAGE | PACK
ALARM SYSTEM | ALSY | TREATMENT | TREA
ALARM SYSTEM | ALSY | FIRE | FIRE
ALARM SYSTEM | ALSY | INTRUDER | INTR
ALARM SYSTEM | ALSY | PERSONNEL | PERS
ANTENNA | ANT | DIRECTIONAL | DIRE
ANTENNA | ANT | OMNI DIRECTIONAL | OMND
BAFFLE | BAFL
BLOWER | BLOW | CENTRIFUGAL | CGAL
BLOWER | BLOW | ROTARY LOBE OR PD | RLOP
BOREHOLE | BHOL
BOREHOLE LINER | BHLN
BOUNDARY STRUCTURE | BDST
BRIDGE | BRDG | PIPE OR SERVICES | POS
BRIDGE | BRDG | ROAD | ROAD
BUILDING | BLDG | CONVENTIONAL CONSTRUCTION | CSC
BUILDING | BLDG | PREFABRICATED OR MODULAR | POM
BUND | BUND
BURNER | BURN
CHAMBER | CHMB | COLLECTION | COLL
CHAMBER | CHMB | CSO | CSO
CHAMBER | CHMB | DISTRIBUTION FLOW | DFLO
CHAMBER | CHMB | MANHOLE | MH
CHAMBER | CHMB | MIXING | MIXG
CHAMBER | CHMB | OPERATIONAL | OPER
CHAMBER | CHMB | PUMP | PUMP
CHAMBER | CHMB | SAMPLE | SPLE
CHAMBER | CHMB | VALVE | VLV
CHANNEL | CHAN
CHLORINATOR | CHLO
COMPRESSOR | COMP
CONTROL SYSTEMS HARDWARE | CLSH | COMPUTER | CTER
CONTROL SYSTEMS HARDWARE | CLSH | DATA LOGGER | DLOG
CONTROL SYSTEMS HARDWARE | CLSH | MODEM | MODM
CONTROL SYSTEMS HARDWARE | CLSH | NETWORK | NETW
CONTROL SYSTEMS HARDWARE | CLSH | PRINTER | PRIN
CONTROL SYSTEMS SOFTWARE | CLSS | ALARM | AL
CONTROL SYSTEMS SOFTWARE | CLSS | DATABASE | DBAS
CONTROL SYSTEMS SOFTWARE | CLSS | OPERATING SYS | OPSY
CONTROL SYSTEMS SOFTWARE | CLSS | SCADA OR BMS | SOBP
CONVERTER | CNVR | METER CONVERTER | MCON
CONVEYOR | CNVY | AUGER | AUGE
CONVEYOR | CNVY | BELT | BELT
CONVEYOR | CNVY | ELEVATOR | ELEV
DAM WALL | DAMW
DECANTER | DCAN | FIXED | FIXD
DECANTER | DCAN | RISE OR FALL | ROF
DISCRETE CONTROLLER | DICO
DISTRIBUTOR ARM | DBAR
DISTRIBUTOR PANEL | DBPA
DISTRIBUTOR PIPE | DBPI
DOOR | DOOR | DOOR | DOOR
DOOR | DOOR | DOUBLE DOOR | DOUD
DOOR | DOOR | LOUVER DOOR | LDOO
DOOR | DOOR | SHUTTER DOOR | SHUD
DRIVE SYSTEM | DVSY
ELECTROLYSER | ELYS
FAN | FAN
FIRE FIGHTING | FRFI | FIRE HOSE REEL | FHOR
FIRE FIGHTING | FRFI | FIRE HYDRANT | FHYD
FIRE FIGHTING | FRFI | FIRE SUPRESSION | FSUP
FISH PASS | FSHP
FLARE | FLAR
FLOW CONTROL DEVICE | FLCD | MECH FLOW REG | MFRE
FLOW CONTROL DEVICE | FLCD | ORIFICE PLATE | ORPL
FLOW CONTROL DEVICE | FLCD | THROTTLE PIPE | THRP
FLOW CONTROL DEVICE | FLCD | VORTEX FLOW REG | VFR
GAS CHP UNIT | GCHP
GAS DETECTOR | GDET | CARBON MONOXIDE | CMON
GAS DETECTOR | GDET | CHLORINE | CHNE
GAS DETECTOR | GDET | CONTROL PANEL | CLPL
GAS DETECTOR | GDET | FLAMMABLE | FLAM
GAS DETECTOR | GDET | HYDROGEN | HYGN
GAS DETECTOR | GDET | HYDROGEN SULPHIDE | HYSU
GAS DETECTOR | GDET | METHANE | METH
GAS DETECTOR | GDET | MULTIPLE | MULT
GAS DETECTOR | GDET | OXYGEN | OXYG
GAS DETECTOR | GDET | SAMPLING | SAM
GAS STORAGE | GSTR | BIOGAS HOLDER | BIOH
GAS STORAGE | GSTR | LPG STORAGE | LPGS
GEARBOX | GEAR
GENERATOR | GENE | BIOMASS OR CHP | BIOC
GENERATOR | GENE | DIESEL OR FUEL | DOF
GENERATOR | GENE | HYDRO | HYDR
GENERATOR | GENE | SOLAR | SOLA
GENERATOR | GENE | WIND | WIND
GREASE OR SCUM CONCENTRATOR | GSCN
GRIT CLASSIFIER | GRCL
GRIT REMOVAL | GRRM | DETRITOR OR CROSS FLOW | DOCF
GRIT REMOVAL | GRRM | VORTEX | VORT
HEAT EXCHANGER | HTEX
HEATING | HEAT | BOILER | BOIL
HEATING | HEAT | BURNER | BURN
HEATING | HEAT | CALORIFIER | CALO
HEATING | HEAT | CHP | CHP
HEATING | HEAT | SPACE HEATER | SPAH
HEATING | HEAT | WATER HEATER | WATH
INJECTOR | INJE
INSTRUMENT | INST | LIMIT SWITCH | LSWI
INSTRUMENT | INST | PROXIMITY SWITCH | PROX
INSTRUMENT | INST | TIME SWITCH | TIMS
INSTRUMENT ANALYTICAL | INAN | ALUMINIUM | ALUM
INSTRUMENT ANALYTICAL | INAN | AMMONIA | AMMO
INSTRUMENT ANALYTICAL | INAN | BOD | BOD
INSTRUMENT ANALYTICAL | INAN | CHLORINE | CHNE
INSTRUMENT ANALYTICAL | INAN | COD | COD
INSTRUMENT ANALYTICAL | INAN | COLOUR | COLO
INSTRUMENT ANALYTICAL | INAN | CONDUCTIVITY | COND
INSTRUMENT ANALYTICAL | INAN | DO | DO
INSTRUMENT ANALYTICAL | INAN | FLUORIDE | FIDE
INSTRUMENT ANALYTICAL | INAN | HARD OR ALKALINE | HOA
INSTRUMENT ANALYTICAL | INAN | MULTIPLE PARAMS | MPAR
INSTRUMENT ANALYTICAL | INAN | NITRATE | NITR
INSTRUMENT ANALYTICAL | INAN | OIL DETECTION | OILD
INSTRUMENT ANALYTICAL | INAN | ORTHP / TOT PHOS | #N/A
INSTRUMENT ANALYTICAL | INAN | OXIDATION REDUCT | ORP
INSTRUMENT ANALYTICAL | INAN | PARTICLE COUNTER | PARC
INSTRUMENT ANALYTICAL | INAN | pH | PH
INSTRUMENT ANALYTICAL | INAN | SUSPENDED SOLIDS | SUSO
INSTRUMENT ANALYTICAL | INAN | TOC (UV254) | TOC
INSTRUMENT ANALYTICAL | INAN | TOTAL NITROGEN | TOTN
INSTRUMENT ANALYTICAL | INAN | TURBIDITY | TURB
INSTRUMENT ANALYTICAL | INAN | UVT | UVT
INTAKE | INTK
KIOSK | KOSK
LAB EQUIPMENT | LBEQ | AUTOCLAVE | AUTO
LAB EQUIPMENT | LBEQ | CENTRIFUGE | CUGE
LAB EQUIPMENT | LBEQ | CHEMICAL ANALYSER | CHEA
LAB EQUIPMENT | LBEQ | DISTILLATION UNIT | DIST
LAB EQUIPMENT | LBEQ | FILTRATION UNIT | FUNIT
LAB EQUIPMENT | LBEQ | FLOCULATION UNIT | FLUN
LAB EQUIPMENT | LBEQ | FUME HOOD | FHOO
LAB EQUIPMENT | LBEQ | GAS CHROMATOGRAPH | GCHR
LAB EQUIPMENT | LBEQ | HOMOGENISER | HGEN
LAB EQUIPMENT | LBEQ | OVEN OR INCUBATOR | OOI
LAB EQUIPMENT | LBEQ | REFRIDGERATION UNIT | REFU
LAB EQUIPMENT | LBEQ | SPILL KIT | SPIK
LAB EQUIPMENT | LBEQ | TOTAL CARBON ANALYSER | TCA
LAGOON | LGON
LAMELLA | LMLA
LIFTING EQUIPMENT | LFEQ | BEAM TROLLEY | BTRO
LIFTING EQUIPMENT | LFEQ | CRANE | CRNE
LIFTING EQUIPMENT | LFEQ | DAVIT | DAVI
LIFTING EQUIPMENT | LFEQ | DAVIT SOCKET | DAVS
LIFTING EQUIPMENT | LFEQ | DERRICK | DERR
LIFTING EQUIPMENT | LFEQ | DERRICK SOCKET | DERS
LIFTING EQUIPMENT | LFEQ | FORKLIFT | FLIF
LIFTING EQUIPMENT | LFEQ | LIFTING BEAM | LBEA
LIFTING EQUIPMENT | LFEQ | LIFTING JACK | LJAC
LIFTING EQUIPMENT | LFEQ | MOBILE GANTRY BEAM | MGRB
LIFTING EQUIPMENT | LFEQ | PALLET TRUCK | PALT
LIFTING EQUIPMENT | LFEQ | TRIPOD | TRIP
LIGHTING | LIGH | EMERGENCY | EMER
LIGHTING | LIGH | EXTERNAL | EXTE
LIGHTNING PROTECTION | LIPR
LUBRICATION SYSTEM | LBSY
MACERATOR | MACR | COMMINUTOR | CMNR
MACERATOR | MACR | GRINDER | GRIN
MACERATOR | MACR | MUNCHER | MUNC
MAST | MAST
MEDIA | MDIA | GRANULAR | GRAN
MEDIA | MDIA | MEMBRANE | MEMB
MEDIA | MDIA | PLASTIC | PLAS
MEDIA | MDIA | SAND | SAND
METER FLOW | MFLO | DIFF PRESSURE | DIFP
METER FLOW | MFLO | DOPLER | DOPL
METER FLOW | MFLO | ELECTROMAGNETIC OR MAGNETIC | EMAG
METER FLOW | MFLO | FLUME | FLUM
METER FLOW | MFLO | MASS | MASS
METER FLOW | MFLO | MECHANICAL | MECH
METER FLOW | MFLO | RADAR | RADA
METER FLOW | MFLO | SWITCH OR PADDLE | SOP
METER FLOW | MFLO | ULTRASONIC | US
METER FLOW | MFLO | WEIR OR CHANNEL | WOC
METER LEVEL | MLEV | CONDUCTIVITY | COND
METER LEVEL | MLEV | FLOAT | FLOA
METER LEVEL | MLEV | HYDROSTATIC | HYST
METER LEVEL | MLEV | PROBE | PROB
METER LEVEL | MLEV | RADAR | RADA
METER LEVEL | MLEV | ULTRASONIC | US
METER LEVEL | MLEV | GAUGE | GAUG
METER POWER | MPWR | ESBN | ESBN
METER PRESSURE | MPRE | DIFFERENTIAL | DIFF
METER PRESSURE | MPRE | GAUGE | GAUG
METER PRESSURE | MPRE | SWITCH | SWIT
METER TEMP | MTMP
METER VIBRATION | MVIB
METER WEIGHT | MWGT | LOAD CELL | LOAD
METER WEIGHT | MWGT | SCALES | SCAL
METER WEIGHT | MWGT | WEIGHBRIDGE | WEIG
MIXER | MIXR | AGITATOR | AGIT
MIXER | MIXR | EXTERNAL | EXTE
MIXER | MIXR | IN LINE STATIC | ILS
MIXER | MIXR | JET | JET
MIXER | MIXR | PADDLE | PADD
MIXER | MIXR | SUBMERSIBLE | SUBM
MOTOR | MOTR | AC | AC
MOTOR | MOTR | DC | DC
OUTFALL | OUTF | WITH DIFFUSER | WIDI
OUTFALL | OUTF | WITHOUT DIFFUSER | WODI
OZONE | OZON
PIPEWORK PROTECTION | PPRO
POWER FACTOR CONTROL UNIT | PFCU
PRESSURE VESSEL | PRVL
PRESSURE VESSEL | PRVL | SURGE VESSEL | SRGV
PROGRAMMABLE LOGIC CONTROLLER | PLC
PUMP | PUMP | AIR LIFT | AIRL
PUMP | PUMP | CENTRIFUGAL | CGAL
PUMP | PUMP | CENTRIFUGAL - SUBMERSIBLE | CSUB
PUMP | PUMP | DIAPHRAGM | DIAP
PUMP | PUMP | GEAR | GEA
PUMP | PUMP | HYDRAULIC RAM | HRAM
PUMP | PUMP | PD OR PROG CAVITY | POPC
PUMP | PUMP | PERISTALTIC | PERI
PUMP | PUMP | SAMPLE | SPLE
PUMP | PUMP | SCREW | SCRE
PUMP | PUMP | SIPHON | SIPH
RADIO | RADO | STANDALONE CONNECTED TO PLC | SCTP
RADIO | RADO | TELEMETRY UNIT | TELU
RAIN GAUGE | RAIN
REMOTE TERMINAL UNIT | RTU | MODEM | MODM
ROTATING BIOLOGICAL CONTACTOR | RODC
SAFETY EQUIPMENT | SFEQ | ASPIRATOR | ASPI
SAFETY EQUIPMENT | SFEQ | ATOMISER | ATOM
SAFETY EQUIPMENT | SFEQ | BREATHING APPARATUS | BREA
SAFETY EQUIPMENT | SFEQ | BUOYANCY RING | BRING
SAFETY EQUIPMENT | SFEQ | EMERGENCY SHOWERS | ESWR
SAFETY EQUIPMENT | SFEQ | EYE WASH STATION | EWST
SAFETY EQUIPMENT | SFEQ | FIRE BLANKET | FBLA
SAFETY EQUIPMENT | SFEQ | FIRE EXTINGUISHER | FEXT
SAFETY EQUIPMENT | SFEQ | FIRST AID KIT | FAK
SAFETY EQUIPMENT | SFEQ | FLOTATION DEVICE | FLOD
SAFETY EQUIPMENT | SFEQ | FUEL GAS ANALYSER | FGA
SAFETY EQUIPMENT | SFEQ | HARNESS | HARN
SAFETY EQUIPMENT | SFEQ | LANYARD | LANY
SAFETY EQUIPMENT | SFEQ | MWPS OR MEWPS | MWPM
SAFETY EQUIPMENT | SFEQ | PIPE LOCATOR | PIPL
SAFETY EQUIPMENT | SFEQ | SCAFFOLDING | SCAF
SAFETY EQUIPMENT | SFEQ | SCISSOR LIFT | SCIL
SAFETY EQUIPMENT | SFEQ | FIRE HOSE REEL | FHOR
SALT SATURATOR | SLTS
SAMPLER | SAMR
SCRAPER BRIDGE | SCBR
SCRAPER BRIDGE | SCBR | DAF CELL SCRAPER | DCS
SCREEN | SCRN | BAG OR SACK | BASA
SCREEN | SCRN | BAND | BAND
SCREEN | SCRN | BAR COARSE | BARC
SCREEN | SCRN | BAR FINE | BARF
SCREEN | SCRN | DISC | DISC
SCREEN | SCRN | DRUM | DRUM
SCREEN | SCRN | LIFT OR STEP | LOS
SCREEN | SCRN | MECHANICAL RACK | MRAC
SCREEN | SCRN | MESH OR PERFORATED PLATE | MOPP
SCREEN | SCRN | ROTATING BAR INTERCEPTOR | RBI
SCREEN | SCRN | SCREW | SCRE
SCREEN | SCRN | WIRE | WIRE
SCREENING CONDITIONING | SCCN | COMPACTOR | CPAC
SCREENING CONDITIONING | SCCN | LISEP / LIQ SEP | #N/A
SCREENING CONDITIONING | SCCN | PACKAGE UNIT | VPU
SCREENING CONDITIONING | SCCN | WASHER | WASH
SKIP | SKIP
SLUDGE DEWATERING | SLDW | BELTPRESS | BELP
SLUDGE DEWATERING | SLDW | CENTRIFUGE | CUGE
SLUDGE DEWATERING | SLDW | INCINERATOR | INCI
SLUDGE DEWATERING | SLDW | PLATE PRESS | PLAP
SLUDGE DEWATERING | SLDW | THERMAL DRYER | THED
SOFTENER | SOFT
STRAINER | STRA
SURGE VESSEL | SRGV
SWITCH GEAR | SWGR | HV | HV
SWITCH GEAR | SWGR | LV | LV
SWITCH GEAR | SWGR | MV | MV
TANK | TANK | ANEROBIC DIGESTOR | ADIG
TANK | TANK | CHEMICAL | CHEM
TANK | TANK | CLARIFIER | CLER
TANK | TANK | FILTER | FILT
TANK | TANK | FUEL | FUEL
TANK | TANK | PROCESS | PROC
TANK | TANK | SETTLEMENT | SETT
TANK | TANK | SILO | SILO
TANK | TANK | STORAGE | STOR
TANK | TANK | SELECTOR | SELE
TANK CLEANING SYSTEM | TKCS
TANK COVER | TKCO
TANKER CONNECTION | TKRC
THICKENER | THKR | BELT | BELT
THICKENER | THKR | DAB | DAB
THICKENER | THKR | DRUM | DRUM
THICKENER | THKR | GRAVITY | GRAV
THICKENER | THKR | PFT | PFT
TRANSFORMER | TFOR
TUNNEL | TUNL
ULTRASOUND DISINTEGRATOR | USDR
UNINTERRUPTABLE POWER SUPPLY | UPS
UV DISINFECTION UNIT | UVDU
VALVE | VLV | ADJ BELLMOUTH | BELM
VALVE | VLV | BALL | BALL
VALVE | VLV | BUTTERFLY | BUTT
VALVE | VLV | CHECK | CHK
VALVE | VLV | DIAPHRAGM | DIAP
VALVE | VLV | DIFFUSER OR DUCKBILL | DOD
VALVE | VLV | FLAP | FLAP
VALVE | VLV | FLOAT | FLOA
VALVE | VLV | GATE | GATE
VALVE | VLV | KNIFE GATE | KGAT
VALVE | VLV | MULTI FUNCTION | MFUN
VALVE | VLV | NON-RETURN | NRET
VALVE | VLV | PENSTOCK | PENS
VALVE | VLV | PINCH | PINC
VALVE | VLV | PLUG | PLUG
VALVE | VLV | PRESSURE LOADING | PRLO
VALVE | VLV | PRESSURE REGULATOR | PREG
VALVE | VLV | PRESSURE RELIEF | PREL
VALVE | VLV | SLAM SHUT | SLAS
VALVE | VLV | SOLENOID | SOLE
VALVE | VLV | STOPCOCK | SCOC
VALVE | VLV | INJECTOR | INJE
VALVE AIR | AV | AIR CONTROL | AIRC
VALVE AIR | AV | AIR RELEASE | AIRR
VALVE AIR | AV | AIRGAP | AIRG
VALVE AIR | AV | DOUBLE CLICK | DCLI
VALVE AIR | AV | VACUUM | VACU
VARIABLE SPEED DRIVE | VSD
WATER TOWER | WTWR
WEIR | WEIR | ADJUSTABLE WEIR | ADJW
WEIR | WEIR | CIRCULAR | CIRC
WEIR | WEIR | IRREGULAR | IRRE
WEIR | WEIR | RECTANGLE-TRAPEZOID | RETR
WEIR | WEIR | V-NOTCH | VNOT
METER LEVEL | MLEV | LEVEL SYSTEM | LSYS
LIFTING EQUIPMENT | LFEQ | FIXED | FIXD
LIFTING EQUIPMENT | LFEQ | SKIP TROLLEY | SKTR

## Levels Linked (hidden)
L5 | L5 ID | L6 | L6 ID | L5L6 | L7 | L7 ID | Other Generic Processes | L5L6L7 | Added by | Data Source | L5 Order No | L6 Order No | L7 Order No | Notes
Water Treatment Plant | DWTP | Raw Water | RW | DWTP-RW | Abstraction and Intake Works | AIW |  | DWTP-RW-AIW |  | ARDCP ADH MAP v.1.7.4 | 1 | 1 | 1
Water Treatment Plant | DWTP | Raw Water | RW | DWTP-RW | Aeration Surface | AERS |  | DWTP-RW-AERS |  | ADH Diagram Workshop | 1 | 1 | 13
Water Treatment Plant | DWTP | Raw Water | RW | DWTP-RW | Borehole and Adit | BHAD |  | DWTP-RW-BHAD | CF | Valid classifications combinations from Logix 02.06.2020 | 1 | 1 | 21
Water Treatment Plant | DWTP | Raw Water | RW | DWTP-RW | Chemical Dosing Ortho-Phosphate | CHOP |  | DWTP-RW-CHOP |  | ADH Diagram Workshop | 1 | 1 | 25
Water Treatment Plant | DWTP | Raw Water | RW | DWTP-RW | Chemical Dosing Oxidation | CHDX |  | DWTP-RW-CHDX |  | ADH Diagram Workshop | 1 | 1 | 26
Water Treatment Plant | DWTP | Raw Water | RW | DWTP-RW | Chemical Dosing Sludge Thickening | CHST |  | DWTP-RW-CHST |  | ADH Diagram Workshop | 1 | 1 | 27
Water Treatment Plant | DWTP | Raw Water | RW | DWTP-RW | Coagulation and Flocculation | COFL |  | DWTP-RW-COFL | CF | Valid classifications combinations from Logix 02.06.2020 | 1 | 1 | 33
Water Treatment Plant | DWTP | Raw Water | RW | DWTP-RW | Disinfection Sodium Hypochlorite | DHYP |  | DWTP-RW-DHYP |  | ARDCP ADH MAP v.1.7.4 | 1 | 1 | 38
Water Treatment Plant | DWTP | Raw Water | RW | DWTP-RW | Dissolved Air Flotation | DAF |  | DWTP-RW-DAF |  | ARDCP ADH MAP v.1.7.4 | 1 | 1 | 40
Water Treatment Plant | DWTP | Raw Water | RW | DWTP-RW | Granular Activated Carbon Adsorption | GACA |  | DWTP-RW-GACA |  | ADH Diagram Workshop | 1 | 1 | 56
Water Treatment Plant | DWTP | Raw Water | RW | DWTP-RW | Impounding Reservoir Overflow | IROF |  | DWTP-RW-IROF |  | ARDCP ADH MAP v.1.7.4 | 1 | 1 | 61
Water Treatment Plant | DWTP | Raw Water | RW | DWTP-RW | Impounding Reservoir Structure | IRST |  | DWTP-RW-IRST |  | ARDCP ADH MAP v.1.7.4 | 1 | 1 | 62
Water Treatment Plant | DWTP | Raw Water | RW | DWTP-RW | Micro Straining | MIST |  | DWTP-RW-MIST |  | ARDCP ADH MAP v.1.7.4 | 1 | 1 | 69
Water Treatment Plant | DWTP | Raw Water | RW | DWTP-RW | Screening Coarse | SCRC |  | DWTP-RW-SCRC |  | ARDCP ADH MAP v.1.7.4 | 1 | 1 | 90
Water Treatment Plant | DWTP | Raw Water | RW | DWTP-RW | Screening Fine | SCRF |  | DWTP-RW-SCRF |  | ARDCP ADH MAP v.1.7.4 | 1 | 1 | 91
Water Treatment Plant | DWTP | Raw Water | RW | DWTP-RW | Screenings Handling | SCRH |  | DWTP-RW-SCRH |  | ARDCP ADH MAP v.1.7.4 | 1 | 1 | 93
Water Treatment Plant | DWTP | Settled Water | SW | DWTP-SW | Chemical Dosing Oxidation | CHDX |  | DWTP-SW-CHDX |  | ADH Diagram Workshop | 1 | 2 | 26
Water Treatment Plant | DWTP | Settled Water | SW | DWTP-SW | Clarification Ballasted Flocculation | CBFL |  | DWTP-SW-CBFL |  | ARDCP ADH MAP v.1.7.4 | 1 | 2 | 28
Water Treatment Plant | DWTP | Settled Water | SW | DWTP-SW | Clarification Coarse Media Roughing Fltr | CLRF |  | DWTP-SW-CLRF |  | ARDCP ADH MAP v.1.7.4 | 1 | 2 | 29
Water Treatment Plant | DWTP | Settled Water | SW | DWTP-SW | Clarification Dissolved Air Flotation | CDAF |  | DWTP-SW-CDAF |  | ARDCP ADH MAP v.1.7.4 | 1 | 2 | 30
Water Treatment Plant | DWTP | Settled Water | SW | DWTP-SW | Clarification Sedimentation | CLSO |  | DWTP-SW-CLSO |  | ARDCP ADH MAP v.1.7.4 | 1 | 2 | 31
Water Treatment Plant | DWTP | Settled Water | SW | DWTP-SW | Clarification Upflow Sludge Blanket | CUSB |  | DWTP-SW-CUSB |  | ARDCP ADH MAP v.1.7.4 | 1 | 2 | 32
Water Treatment Plant | DWTP | Filtered Water | FW | DWTP-FW | Filtration Cartridge | FCAR |  | DWTP-FW-FCAR |  | ARDCP ADH MAP v.1.7.4 | 1 | 3 | 45
Water Treatment Plant | DWTP | Filtered Water | FW | DWTP-FW | Filtration GAC | FGAC |  | DWTP-FW-FGAC |  | ARDCP ADH MAP v.1.7.4 | 1 | 3 | 46
Water Treatment Plant | DWTP | Filtered Water | FW | DWTP-FW | Filtration Membrane | FMEM |  | DWTP-FW-FMEM |  | ARDCP ADH MAP v.1.7.4 | 1 | 3 | 47
Water Treatment Plant | DWTP | Filtered Water | FW | DWTP-FW | Filtration Pressure | FPRE |  | DWTP-FW-FPRE |  | ARDCP ADH MAP v.1.7.4 | 1 | 3 | 48
Water Treatment Plant | DWTP | Filtered Water | FW | DWTP-FW | Filtration Rapid Gravity - Primary | FRGF |  | DWTP-FW-FRGF |  | ARDCP ADH MAP v.1.7.4 | 1 | 3 | 49
Water Treatment Plant | DWTP | Filtered Water | FW | DWTP-FW | Filtration Rapid Gravity - Secondary | FRGS |  | DWTP-FW-FRGS |  | ARDCP ADH MAP v.1.7.4 | 1 | 3 | 50
Water Treatment Plant | DWTP | Filtered Water | FW | DWTP-FW | Filtration Slow Sand | FSSF |  | DWTP-FW-FSSF |  | ARDCP ADH MAP v.1.7.4 | 1 | 3 | 51
Water Treatment Plant | DWTP | Filtered Water | FW | DWTP-FW | Granular Activated Carbon Adsorption | GACA |  | DWTP-FW-GACA |  | ADH Diagram Workshop | 1 | 3 | 56
Water Treatment Plant | DWTP | Treated Water | TW | DWTP-TW | Aeration Surface | AERS |  | DWTP-TW-AERS |  | ADH Diagram Workshop | 1 | 4 | 13
Water Treatment Plant | DWTP | Treated Water | TW | DWTP-TW | Chemical Dosing Ortho-Phosphate | CHOP |  | DWTP-TW-CHOP |  | ADH Diagram Workshop | 1 | 4 | 25
Water Treatment Plant | DWTP | Treated Water | TW | DWTP-TW | Disinfection Chlorine Gas | DGAS |  | DWTP-TW-DGAS |  | ARDCP ADH MAP v.1.7.4 | 1 | 4 | 36
Water Treatment Plant | DWTP | Treated Water | TW | DWTP-TW | Disinfection Ozone | DOZN |  | DWTP-TW-DOZN |  | ARDCP ADH MAP v.1.7.4 | 1 | 4 | 37
Water Treatment Plant | DWTP | Treated Water | TW | DWTP-TW | Disinfection Sodium Hypochlorite | DHYP |  | DWTP-TW-DHYP |  | ARDCP ADH MAP v.1.7.4 | 1 | 4 | 38
Water Treatment Plant | DWTP | Treated Water | TW | DWTP-TW | Disinfection Ultra Violet | DUV |  | DWTP-TW-DUV |  | ARDCP ADH MAP v.1.7.4 | 1 | 4 | 39
Water Treatment Plant | DWTP | Treated Water | TW | DWTP-TW | Fluoridation | FLUO |  | DWTP-TW-FLUO |  | ARDCP ADH MAP v.1.7.4 | 1 | 4 | 53
Water Treatment Plant | DWTP | Treated Water | TW | DWTP-TW | THM Removal System | THMR |  | DWTP-TW-THMR | VL | ARDCP ADH MAP v.1.7.4 | 1 | 4 | 118
Water Treatment Plant | DWTP | Sludge Treatment | SL | DWTP-SL | Chemical Dosing Ortho-Phosphate | CHOP |  | DWTP-SL-CHOP |  | ADH Diagram Workshop | 1 | 10 | 25
Water Treatment Plant | DWTP | Sludge Treatment | SL | DWTP-SL | Chemical Dosing Oxidation | CHDX |  | DWTP-SL-CHDX |  | ADH Diagram Workshop | 1 | 10 | 26
Water Treatment Plant | DWTP | Sludge Treatment | SL | DWTP-SL | Chemical Dosing Sludge Thickening | CHST |  | DWTP-SL-CHST |  | ADH Diagram Workshop | 1 | 10 | 27
Water Treatment Plant | DWTP | Sludge Treatment | SL | DWTP-SL | Dissolved Air Flotation | DAF |  | DWTP-SL-DAF |  | ARDCP ADH MAP v.1.7.4 | 1 | 10 | 40
Water Treatment Plant | DWTP | Sludge Treatment | SL | DWTP-SL | Export Sludge | EXSL |  | DWTP-SL-EXSL |  | ARDCP ADH MAP v.1.7.4 | 1 | 10 | 43
Water Treatment Plant | DWTP | Sludge Treatment | SL | DWTP-SL | Liquor Treatment | LQTR |  | DWTP-SL-LQTR |  | ARDCP ADH MAP v.1.7.4 | 1 | 10 | 66
Water Treatment Plant | DWTP | Sludge Treatment | SL | DWTP-SL | Sludge Dewatering | SLDW |  | DWTP-SL-SLDW |  | ARDCP ADH MAP v.1.7.4 | 1 | 10 | 99
Water Treatment Plant | DWTP | Sludge Treatment | SL | DWTP-SL | Sludge Drying | SLDR |  | DWTP-SL-SLDR |  | ARDCP ADH MAP v.1.7.4 | 1 | 10 | 101
Water Treatment Plant | DWTP | Sludge Treatment | SL | DWTP-SL | Sludge Screening | SLSC |  | DWTP-SL-SLSC |  | ARDCP ADH MAP v.1.7.4 | 1 | 10 | 105
Water Treatment Plant | DWTP | Sludge Treatment | SL | DWTP-SL | Sludge Screenings Handling | SLSH |  | DWTP-SL-SLSH |  | ARDCP ADH MAP v.1.7.4 | 1 | 10 | 106
Water Treatment Plant | DWTP | Sludge Treatment | SL | DWTP-SL | Sludge Storage | SLST |  | DWTP-SL-SLST |  | ARDCP ADH MAP v.1.7.4 | 1 | 10 | 108
Water Treatment Plant | DWTP | Sludge Treatment | SL | DWTP-SL | Sludge Thickening Belt Thickener | STBT |  | DWTP-SL-STBT |  | ARDCP ADH MAP v.1.7.4 | 1 | 10 | 109
Water Treatment Plant | DWTP | Sludge Treatment | SL | DWTP-SL | Sludge Thickening DAF | STDA |  | DWTP-SL-STDA |  | ARDCP ADH MAP v.1.7.4 | 1 | 10 | 110
Water Treatment Plant | DWTP | Sludge Treatment | SL | DWTP-SL | Sludge Thickening Drum Thickener | STDT |  | DWTP-SL-STDT |  | ARDCP ADH MAP v.1.7.4 | 1 | 10 | 111
Water Treatment Plant | DWTP | Sludge Treatment | SL | DWTP-SL | Sludge Thickening Gravity | STGR |  | DWTP-SL-STGR |  | ARDCP ADH MAP v.1.7.4 | 1 | 10 | 112
Water Treatment Plant | DWTP | Sludge Treatment | SL | DWTP-SL | Sludge Thickening PFT | STPF |  | DWTP-SL-STPF |  | ARDCP ADH MAP v.1.7.4 | 1 | 10 | 113
Water Treatment Plant | DWTP | Facilities | FC | DWTP-FC | Access Road and Path | ARP |  | DWTP-FC-ARP |  | ADH Diagram Workshop: L7 Non Process | 1 | 13 | 2
Water Treatment Plant | DWTP | Facilities | FC | DWTP-FC | Alarm System | FIAS |  | DWTP-FC-FIAS |  | ADH Diagram Workshop: L7 Non Process | 1 | 13 | 15
Water Treatment Plant | DWTP | Facilities | FC | DWTP-FC | Boundary | BDY |  | DWTP-FC-BDY |  | ADH Diagram Workshop: L7 Non Process | 1 | 13 | 22
Water Treatment Plant | DWTP | Facilities | FC | DWTP-FC | Fire Fighting | FRFI |  | DWTP-FC-FRFI |  | ADH Diagram Workshop: L7 Non Process | 1 | 13 | 52
Water Treatment Plant | DWTP | Facilities | FC | DWTP-FC | Site Drainage | SIDR |  | DWTP-FC-SIDR |  | ADH Diagram Workshop: L7 Non Process | 1 | 13 | 54 | 10/06/2022: Changed from Foul Drainage to Site Drainage
Water Treatment Plant | DWTP | Facilities | FC | DWTP-FC | H and S Equipment | HSEQ |  | DWTP-FC-HSEQ |  | ADH Diagram Workshop: L7 Non Process | 1 | 13 | 58
Water Treatment Plant | DWTP | Facilities | FC | DWTP-FC | Lab | LAB |  | DWTP-FC-LAB |  | On Maximo not on ARDCP ADH MAP v.1.7.4 or Valid Class Combo from Logix | 1 | 13 | 65
Water Treatment Plant | DWTP | Facilities | FC | DWTP-FC | Non Proc Level Or Flow Or Pressure Meas | NLFP |  | DWTP-FC-NLFP |  | ADH Diagram Workshop: L7 Non Process | 1 | 13 | 72
Water Treatment Plant | DWTP | Facilities | FC | DWTP-FC | Non-Process Building | NPRB |  | DWTP-FC-NPRB |  | ADH Diagram Workshop: L7 Non Process | 1 | 13 | 73
Water Treatment Plant | DWTP | Facilities | FC | DWTP-FC | Pipe Bridge Or Other Struct | PBOS |  | DWTP-FC-PBOS |  | ADH Diagram Workshop: L7 Non Process | 1 | 13 | 84
Water Treatment Plant | DWTP | Facilities | FC | DWTP-FC | Process Building | PRBL |  | DWTP-FC-PRBL |  | ADH Diagram Workshop: L7 Non Process | 1 | 13 | 86
Water Treatment Plant | DWTP | Facilities | FC | DWTP-FC | Road Bridge | RDBR |  | DWTP-FC-RDBR |  | ADH Diagram Workshop: L7 Non Process | 1 | 13 | 88
Water Treatment Plant | DWTP | Facilities | FC | DWTP-FC | Site Lighting | STLI |  | DWTP-FC-STLI |  | ADH Diagram Workshop: L7 Non Process | 1 | 13 | 97
Water Treatment Plant | DWTP | Facilities | FC | DWTP-FC | Site Security and Access Control | SSAC |  | DWTP-FC-SSAC |  | ADH Diagram Workshop: L7 Non Process | 1 | 13 | 98
Water Treatment Plant | DWTP | Power System | PS | DWTP-PS | Earthing | ERTH |  | DWTP-PS-ERTH |  | ADH Diagram Workshop: L7 Non Process | 1 | 14 | 41
Water Treatment Plant | DWTP | Power System | PS | DWTP-PS | HV System | HVSY |  | DWTP-PS-HVSY |  | ADH Diagram Workshop: L7 Non Process | 1 | 14 | 59
Water Treatment Plant | DWTP | Power System | PS | DWTP-PS | LV System | LVSY |  | DWTP-PS-LVSY |  | ADH Diagram Workshop: L7 Non Process | 1 | 14 | 67
Water Treatment Plant | DWTP | Power System | PS | DWTP-PS | Motor Control Centre | MCC |  | DWTP-PS-MCC |  | ADH Diagram Workshop: L7 Non Process | 1 | 14 | 70
Water Treatment Plant | DWTP | Power System | PS | DWTP-PS | MV System | MVSY |  | DWTP-PS-MVSY |  | ADH Diagram Workshop: L7 Non Process | 1 | 14 | 71
Water Treatment Plant | DWTP | Power System | PS | DWTP-PS | Power Generation System | PGEN |  | DWTP-PS-PGEN |  | ADH Diagram Workshop: L7 Non Process | 1 | 14 | 85
Water Treatment Plant | DWTP | Power System | PS | DWTP-PS | Renewable Energy System | REEN |  | DWTP-PS-REEN |  | ADH Diagram Workshop: L7 Non Process | 1 | 14 | 87
Water Treatment Plant | DWTP | Utilities | UT | DWTP-UT | Gas Supply | GASS |  | DWTP-UT-GASS |  | ADH Diagram Workshop: L7 Non Process | 1 | 15 | 55
Water Treatment Plant | DWTP | Utilities | UT | DWTP-UT | Waste Management Or Disposal | WMDS |  | DWTP-UT-WMDS |  | ADH Diagram Workshop: L7 Non Process | 1 | 15 | 119
Water Treatment Plant | DWTP | Utilities | UT | DWTP-UT | Water Supply | WASY |  | DWTP-UT-WASY |  | ADH Diagram Workshop: L7 Non Process | 1 | 15 | 120
Water Treatment Plant | DWTP | Control System | CS | DWTP-CS | Building Management System | BMS |  | DWTP-CS-BMS |  | ADH Diagram Workshop: L7 Non Process | 1 | 16 | 23
Water Treatment Plant | DWTP | Control System | CS | DWTP-CS | Control | CTRL |  | DWTP-CS-CTRL |  | ADH Diagram Workshop: L7 Non Process | 1 | 16 | 35
Water Treatment Plant | DWTP | Control System | CS | DWTP-CS | SCADA | SCDA |  | DWTP-CS-SCDA |  | ADH Diagram Workshop: L7 Non Process | 1 | 16 | 89
Water Treatment Plant | DWTP | Control System | CS | DWTP-CS | Telemetry | TELM |  | DWTP-CS-TELM |  | ADH Diagram Workshop: L7 Non Process | 1 | 16 | 117
Water Treatment Plant | DWTP | 3rd Party Infrastructure | TP | DWTP-TP | Non-Process Building | NPRB |  | DWTP-TP-NPRB |  | ADH Diagram Workshop: L7 Non Process | 1 | 17 | 73
Water Network Pumping Station | DWNPS | Treated Water | TW | DWNPS-TW | Disinfection Sodium Hypochlorite | DHYP |  | DWNPS-TW-DHYP |  | ARDCP ADH MAP v.1.7.4 | 2 | 4 | 38
Water Network Pumping Station | DWNPS | Treated Water | TW | DWNPS-TW | Fluoridation | FLUO |  | DWNPS-TW-FLUO |  | ARDCP ADH MAP v.1.7.4 | 2 | 4 | 53
Water Network Pumping Station | DWNPS | Facilities | FC | DWNPS-FC | Access Road and Path | ARP |  | DWNPS-FC-ARP |  | ADH Diagram Workshop: L7 Non Process | 2 | 13 | 2
Water Network Pumping Station | DWNPS | Facilities | FC | DWNPS-FC | Alarm System | FIAS |  | DWNPS-FC-FIAS |  | ADH Diagram Workshop: L7 Non Process | 2 | 13 | 15
Water Network Pumping Station | DWNPS | Facilities | FC | DWNPS-FC | Boundary | BDY |  | DWNPS-FC-BDY |  | ADH Diagram Workshop: L7 Non Process | 2 | 13 | 22
Water Network Pumping Station | DWNPS | Facilities | FC | DWNPS-FC | Fire Fighting | FRFI |  | DWNPS-FC-FRFI |  | ADH Diagram Workshop: L7 Non Process | 2 | 13 | 52
Water Network Pumping Station | DWNPS | Facilities | FC | DWNPS-FC | Site Drainage | SIDR |  | DWNPS-FC-SIDR |  | ADH Diagram Workshop: L7 Non Process | 2 | 13 | 54 | 10/06/2022: Changed from Foul Drainage to Site Drainage
Water Network Pumping Station | DWNPS | Facilities | FC | DWNPS-FC | H and S Equipment | HSEQ |  | DWNPS-FC-HSEQ |  | ADH Diagram Workshop: L7 Non Process | 2 | 13 | 58
Water Network Pumping Station | DWNPS | Facilities | FC | DWNPS-FC | Non Proc Level Or Flow Or Pressure Meas | NLFP |  | DWNPS-FC-NLFP |  | ADH Diagram Workshop: L7 Non Process | 2 | 13 | 72
Water Network Pumping Station | DWNPS | Facilities | FC | DWNPS-FC | Non-Process Building | NPRB |  | DWNPS-FC-NPRB |  | ADH Diagram Workshop: L7 Non Process | 2 | 13 | 73
Water Network Pumping Station | DWNPS | Facilities | FC | DWNPS-FC | Pipe Bridge Or Other Struct | PBOS |  | DWNPS-FC-PBOS |  | ADH Diagram Workshop: L7 Non Process | 2 | 13 | 84
Water Network Pumping Station | DWNPS | Facilities | FC | DWNPS-FC | Process Building | PRBL |  | DWNPS-FC-PRBL |  | ADH Diagram Workshop: L7 Non Process | 2 | 13 | 86
Water Network Pumping Station | DWNPS | Facilities | FC | DWNPS-FC | Road Bridge | RDBR |  | DWNPS-FC-RDBR |  | ADH Diagram Workshop: L7 Non Process | 2 | 13 | 88
Water Network Pumping Station | DWNPS | Facilities | FC | DWNPS-FC | Site Lighting | STLI |  | DWNPS-FC-STLI |  | ADH Diagram Workshop: L7 Non Process | 2 | 13 | 97
Water Network Pumping Station | DWNPS | Facilities | FC | DWNPS-FC | Site Security and Access Control | SSAC |  | DWNPS-FC-SSAC |  | ADH Diagram Workshop: L7 Non Process | 2 | 13 | 98
Water Network Pumping Station | DWNPS | Power System | PS | DWNPS-PS | Earthing | ERTH |  | DWNPS-PS-ERTH |  | ADH Diagram Workshop: L7 Non Process | 2 | 14 | 41
Water Network Pumping Station | DWNPS | Power System | PS | DWNPS-PS | HV System | HVSY |  | DWNPS-PS-HVSY |  | ADH Diagram Workshop: L7 Non Process | 2 | 14 | 59
Water Network Pumping Station | DWNPS | Power System | PS | DWNPS-PS | LV System | LVSY |  | DWNPS-PS-LVSY |  | ADH Diagram Workshop: L7 Non Process | 2 | 14 | 67
Water Network Pumping Station | DWNPS | Power System | PS | DWNPS-PS | Motor Control Centre | MCC |  | DWNPS-PS-MCC |  | ADH Diagram Workshop: L7 Non Process | 2 | 14 | 70
Water Network Pumping Station | DWNPS | Power System | PS | DWNPS-PS | MV System | MVSY |  | DWNPS-PS-MVSY |  | ADH Diagram Workshop: L7 Non Process | 2 | 14 | 71
Water Network Pumping Station | DWNPS | Power System | PS | DWNPS-PS | Power Generation System | PGEN |  | DWNPS-PS-PGEN |  | ADH Diagram Workshop: L7 Non Process | 2 | 14 | 85
Water Network Pumping Station | DWNPS | Power System | PS | DWNPS-PS | Renewable Energy System | REEN |  | DWNPS-PS-REEN |  | ADH Diagram Workshop: L7 Non Process | 2 | 14 | 87
Water Network Pumping Station | DWNPS | Utilities | UT | DWNPS-UT | Gas Supply | GASS |  | DWNPS-UT-GASS |  | ADH Diagram Workshop: L7 Non Process | 2 | 15 | 55
Water Network Pumping Station | DWNPS | Utilities | UT | DWNPS-UT | Waste Management Or Disposal | WMDS |  | DWNPS-UT-WMDS |  | ADH Diagram Workshop: L7 Non Process | 2 | 15 | 119
Water Network Pumping Station | DWNPS | Utilities | UT | DWNPS-UT | Water Supply | WASY |  | DWNPS-UT-WASY |  | ADH Diagram Workshop: L7 Non Process | 2 | 15 | 120
Water Network Pumping Station | DWNPS | Control System | CS | DWNPS-CS | Building Management System | BMS |  | DWNPS-CS-BMS |  | ADH Diagram Workshop: L7 Non Process | 2 | 16 | 23
Water Network Pumping Station | DWNPS | Control System | CS | DWNPS-CS | Control | CTRL |  | DWNPS-CS-CTRL |  | ADH Diagram Workshop: L7 Non Process | 2 | 16 | 35
Water Network Pumping Station | DWNPS | Control System | CS | DWNPS-CS | SCADA | SCDA |  | DWNPS-CS-SCDA |  | ADH Diagram Workshop: L7 Non Process | 2 | 16 | 89
Water Network Pumping Station | DWNPS | Control System | CS | DWNPS-CS | Telemetry | TELM |  | DWNPS-CS-TELM |  | ADH Diagram Workshop: L7 Non Process | 2 | 16 | 117
Water Network Pumping Station | DWNPS | 3rd Party Infrastructure | TP | DWNPS-TP | Non-Process Building | NPRB |  | DWNPS-TP-NPRB |  | ADH Diagram Workshop: L7 Non Process | 2 | 17 | 73
Water Network Storage | DWNS | Treated Water | TW | DWNS-TW | Disinfection Chlorine Gas | DGAS |  | DWNS-TW-DGAS |  | ARDCP ADH MAP v.1.7.4 | 3 | 4 | 36
Water Network Storage | DWNS | Treated Water | TW | DWNS-TW | Disinfection Sodium Hypochlorite | DHYP |  | DWNS-TW-DHYP |  | ARDCP ADH MAP v.1.7.4 | 3 | 4 | 38
Water Network Storage | DWNS | Treated Water | TW | DWNS-TW | Disinfection Ultra Violet | DUV |  | DWNS-TW-DUV |  | ARDCP ADH MAP v.1.7.4 | 3 | 4 | 39
Water Network Storage | DWNS | Treated Water | TW | DWNS-TW | Fluoridation | FLUO |  | DWNS-TW-FLUO |  | ARDCP ADH MAP v.1.7.4 | 3 | 4 | 53
Water Network Storage | DWNS | Treated Water | TW | DWNS-TW | Service Reservoir | SRES |  | DWNS-TW-SRES |  | On Maximo not on ARDCP ADH MAP v.1.7.4 or Valid Class Combo from Logix | 3 | 4 | 95
Water Network Storage | DWNS | Facilities | FC | DWNS-FC | Access Road and Path | ARP |  | DWNS-FC-ARP |  | ADH Diagram Workshop: L7 Non Process | 3 | 13 | 2
Water Network Storage | DWNS | Facilities | FC | DWNS-FC | Alarm System | FIAS |  | DWNS-FC-FIAS |  | ADH Diagram Workshop: L7 Non Process | 3 | 13 | 15
Water Network Storage | DWNS | Facilities | FC | DWNS-FC | Boundary | BDY |  | DWNS-FC-BDY |  | ADH Diagram Workshop: L7 Non Process | 3 | 13 | 22
Water Network Storage | DWNS | Facilities | FC | DWNS-FC | Fire Fighting | FRFI |  | DWNS-FC-FRFI |  | ADH Diagram Workshop: L7 Non Process | 3 | 13 | 52
Water Network Storage | DWNS | Facilities | FC | DWNS-FC | Site Drainage | SIDR |  | DWNS-FC-SIDR |  | ADH Diagram Workshop: L7 Non Process | 3 | 13 | 54 | 10/06/2022: Changed from Foul Drainage to Site Drainage
Water Network Storage | DWNS | Facilities | FC | DWNS-FC | H and S Equipment | HSEQ |  | DWNS-FC-HSEQ |  | ADH Diagram Workshop: L7 Non Process | 3 | 13 | 58
Water Network Storage | DWNS | Facilities | FC | DWNS-FC | Non Proc Level Or Flow Or Pressure Meas | NLFP |  | DWNS-FC-NLFP |  | ADH Diagram Workshop: L7 Non Process | 3 | 13 | 72
Water Network Storage | DWNS | Facilities | FC | DWNS-FC | Non-Process Building | NPRB |  | DWNS-FC-NPRB |  | ADH Diagram Workshop: L7 Non Process | 3 | 13 | 73
Water Network Storage | DWNS | Facilities | FC | DWNS-FC | Pipe Bridge Or Other Struct | PBOS |  | DWNS-FC-PBOS |  | ADH Diagram Workshop: L7 Non Process | 3 | 13 | 84
Water Network Storage | DWNS | Facilities | FC | DWNS-FC | Process Building | PRBL |  | DWNS-FC-PRBL |  | ADH Diagram Workshop: L7 Non Process | 3 | 13 | 86
Water Network Storage | DWNS | Facilities | FC | DWNS-FC | Road Bridge | RDBR |  | DWNS-FC-RDBR |  | ADH Diagram Workshop: L7 Non Process | 3 | 13 | 88
Water Network Storage | DWNS | Facilities | FC | DWNS-FC | Site Lighting | STLI |  | DWNS-FC-STLI |  | ADH Diagram Workshop: L7 Non Process | 3 | 13 | 97
Water Network Storage | DWNS | Facilities | FC | DWNS-FC | Site Security and Access Control | SSAC |  | DWNS-FC-SSAC |  | ADH Diagram Workshop: L7 Non Process | 3 | 13 | 98
Water Network Storage | DWNS | Power System | PS | DWNS-PS | Earthing | ERTH |  | DWNS-PS-ERTH |  | ADH Diagram Workshop: L7 Non Process | 3 | 14 | 41
Water Network Storage | DWNS | Power System | PS | DWNS-PS | HV System | HVSY |  | DWNS-PS-HVSY |  | ADH Diagram Workshop: L7 Non Process | 3 | 14 | 59
Water Network Storage | DWNS | Power System | PS | DWNS-PS | LV System | LVSY |  | DWNS-PS-LVSY |  | ADH Diagram Workshop: L7 Non Process | 3 | 14 | 67
Water Network Storage | DWNS | Power System | PS | DWNS-PS | Motor Control Centre | MCC |  | DWNS-PS-MCC |  | ADH Diagram Workshop: L7 Non Process | 3 | 14 | 70
Water Network Storage | DWNS | Power System | PS | DWNS-PS | MV System | MVSY |  | DWNS-PS-MVSY |  | ADH Diagram Workshop: L7 Non Process | 3 | 14 | 71
Water Network Storage | DWNS | Power System | PS | DWNS-PS | Power Generation System | PGEN |  | DWNS-PS-PGEN |  | ADH Diagram Workshop: L7 Non Process | 3 | 14 | 85
Water Network Storage | DWNS | Power System | PS | DWNS-PS | Renewable Energy System | REEN |  | DWNS-PS-REEN |  | ADH Diagram Workshop: L7 Non Process | 3 | 14 | 87
Water Network Storage | DWNS | Utilities | UT | DWNS-UT | Gas Supply | GASS |  | DWNS-UT-GASS |  | ADH Diagram Workshop: L7 Non Process | 3 | 15 | 55
Water Network Storage | DWNS | Utilities | UT | DWNS-UT | Waste Management Or Disposal | WMDS |  | DWNS-UT-WMDS |  | ADH Diagram Workshop: L7 Non Process | 3 | 15 | 119
Water Network Storage | DWNS | Utilities | UT | DWNS-UT | Water Supply | WASY |  | DWNS-UT-WASY |  | ADH Diagram Workshop: L7 Non Process | 3 | 15 | 120
Water Network Storage | DWNS | Control System | CS | DWNS-CS | Building Management System | BMS |  | DWNS-CS-BMS |  | ADH Diagram Workshop: L7 Non Process | 3 | 16 | 23
Water Network Storage | DWNS | Control System | CS | DWNS-CS | Control | CTRL |  | DWNS-CS-CTRL |  | ADH Diagram Workshop: L7 Non Process | 3 | 16 | 35
Water Network Storage | DWNS | Control System | CS | DWNS-CS | SCADA | SCDA |  | DWNS-CS-SCDA |  | ADH Diagram Workshop: L7 Non Process | 3 | 16 | 89
Water Network Storage | DWNS | Control System | CS | DWNS-CS | Telemetry | TELM |  | DWNS-CS-TELM |  | ADH Diagram Workshop: L7 Non Process | 3 | 16 | 117
Water Network Storage | DWNS | 3rd Party Infrastructure | TP | DWNS-TP | Non-Process Building | NPRB |  | DWNS-TP-NPRB |  | ADH Diagram Workshop: L7 Non Process | 3 | 17 | 73
Water Abstraction Point | DWAP | Raw Water | RW | DWAP-RW | Abstraction and Intake Works | AIW |  | DWAP-RW-AIW |  | ARDCP ADH MAP v.1.7.4 | 4 | 1 | 1
Water Abstraction Point | DWAP | Raw Water | RW | DWAP-RW | Borehole and Adit | BHAD |  | DWAP-RW-BHAD |  | ARDCP ADH MAP v.1.7.4 | 4 | 1 | 21
Water Abstraction Point | DWAP | Raw Water | RW | DWAP-RW | Coagulation and Flocculation | COFL |  | DWAP-RW-COFL |  | ARDCP ADH MAP v.1.7.4 | 4 | 1 | 33
Water Abstraction Point | DWAP | Raw Water | RW | DWAP-RW | Dissolved Air Flotation | DAF |  | DWAP-RW-DAF |  | ARDCP ADH MAP v.1.7.4 | 4 | 1 | 40
Water Abstraction Point | DWAP | Raw Water | RW | DWAP-RW | Impounding Reservoir Overflow | IROF |  | DWAP-RW-IROF |  | ARDCP ADH MAP v.1.7.4 | 4 | 1 | 61
Water Abstraction Point | DWAP | Raw Water | RW | DWAP-RW | Impounding Reservoir Structure | IRST |  | DWAP-RW-IRST |  | ARDCP ADH MAP v.1.7.4 | 4 | 1 | 62
Water Abstraction Point | DWAP | Raw Water | RW | DWAP-RW | Micro Straining | MIST |  | DWAP-RW-MIST |  | ARDCP ADH MAP v.1.7.4 | 4 | 1 | 69
Water Abstraction Point | DWAP | Raw Water | RW | DWAP-RW | Screening Coarse | SCRC |  | DWAP-RW-SCRC |  | ARDCP ADH MAP v.1.7.4 | 4 | 1 | 90
Water Abstraction Point | DWAP | Raw Water | RW | DWAP-RW | Screening Fine | SCRF |  | DWAP-RW-SCRF |  | ARDCP ADH MAP v.1.7.4 | 4 | 1 | 91
Water Abstraction Point | DWAP | Raw Water | RW | DWAP-RW | Screenings Handling | SCRH |  | DWAP-RW-SCRH |  | ARDCP ADH MAP v.1.7.4 | 4 | 1 | 93
Water Abstraction Point | DWAP | Facilities | FC | DWAP-FC | Access Road and Path | ARP |  | DWAP-FC-ARP |  | ADH Diagram Workshop: L7 Non Process | 4 | 13 | 2
Water Abstraction Point | DWAP | Facilities | FC | DWAP-FC | Alarm System | FIAS |  | DWAP-FC-FIAS |  | ADH Diagram Workshop: L7 Non Process | 4 | 13 | 15
Water Abstraction Point | DWAP | Facilities | FC | DWAP-FC | Boundary | BDY |  | DWAP-FC-BDY |  | ADH Diagram Workshop: L7 Non Process | 4 | 13 | 22
Water Abstraction Point | DWAP | Facilities | FC | DWAP-FC | Fire Fighting | FRFI |  | DWAP-FC-FRFI |  | ADH Diagram Workshop: L7 Non Process | 4 | 13 | 52
Water Abstraction Point | DWAP | Facilities | FC | DWAP-FC | Site Drainage | SIDR |  | DWAP-FC-SIDR |  | ADH Diagram Workshop: L7 Non Process | 4 | 13 | 54 | 10/06/2022: Changed from Foul Drainage to Site Drainage
Water Abstraction Point | DWAP | Facilities | FC | DWAP-FC | H and S Equipment | HSEQ |  | DWAP-FC-HSEQ |  | ADH Diagram Workshop: L7 Non Process | 4 | 13 | 58
Water Abstraction Point | DWAP | Facilities | FC | DWAP-FC | Non Proc Level Or Flow Or Pressure Meas | NLFP |  | DWAP-FC-NLFP |  | ADH Diagram Workshop: L7 Non Process | 4 | 13 | 72
Water Abstraction Point | DWAP | Facilities | FC | DWAP-FC | Non-Process Building | NPRB |  | DWAP-FC-NPRB |  | ADH Diagram Workshop: L7 Non Process | 4 | 13 | 73
Water Abstraction Point | DWAP | Facilities | FC | DWAP-FC | Pipe Bridge Or Other Struct | PBOS |  | DWAP-FC-PBOS |  | ADH Diagram Workshop: L7 Non Process | 4 | 13 | 84
Water Abstraction Point | DWAP | Facilities | FC | DWAP-FC | Process Building | PRBL |  | DWAP-FC-PRBL |  | ADH Diagram Workshop: L7 Non Process | 4 | 13 | 86
Water Abstraction Point | DWAP | Facilities | FC | DWAP-FC | Road Bridge | RDBR |  | DWAP-FC-RDBR |  | ADH Diagram Workshop: L7 Non Process | 4 | 13 | 88
Water Abstraction Point | DWAP | Facilities | FC | DWAP-FC | Site Lighting | STLI |  | DWAP-FC-STLI |  | ADH Diagram Workshop: L7 Non Process | 4 | 13 | 97
Water Abstraction Point | DWAP | Facilities | FC | DWAP-FC | Site Security and Access Control | SSAC |  | DWAP-FC-SSAC |  | ADH Diagram Workshop: L7 Non Process | 4 | 13 | 98
Water Abstraction Point | DWAP | Power System | PS | DWAP-PS | Earthing | ERTH |  | DWAP-PS-ERTH |  | ADH Diagram Workshop: L7 Non Process | 4 | 14 | 41
Water Abstraction Point | DWAP | Power System | PS | DWAP-PS | HV System | HVSY |  | DWAP-PS-HVSY |  | ADH Diagram Workshop: L7 Non Process | 4 | 14 | 59
Water Abstraction Point | DWAP | Power System | PS | DWAP-PS | LV System | LVSY |  | DWAP-PS-LVSY |  | ADH Diagram Workshop: L7 Non Process | 4 | 14 | 67
Water Abstraction Point | DWAP | Power System | PS | DWAP-PS | Motor Control Centre | MCC |  | DWAP-PS-MCC |  | ADH Diagram Workshop: L7 Non Process | 4 | 14 | 70
Water Abstraction Point | DWAP | Power System | PS | DWAP-PS | MV System | MVSY |  | DWAP-PS-MVSY |  | ADH Diagram Workshop: L7 Non Process | 4 | 14 | 71
Water Abstraction Point | DWAP | Power System | PS | DWAP-PS | Power Generation System | PGEN |  | DWAP-PS-PGEN |  | ADH Diagram Workshop: L7 Non Process | 4 | 14 | 85
Water Abstraction Point | DWAP | Power System | PS | DWAP-PS | Renewable Energy System | REEN |  | DWAP-PS-REEN |  | ADH Diagram Workshop: L7 Non Process | 4 | 14 | 87
Water Abstraction Point | DWAP | Utilities | UT | DWAP-UT | Gas Supply | GASS |  | DWAP-UT-GASS |  | ADH Diagram Workshop: L7 Non Process | 4 | 15 | 55
Water Abstraction Point | DWAP | Utilities | UT | DWAP-UT | Waste Management Or Disposal | WMDS |  | DWAP-UT-WMDS |  | ADH Diagram Workshop: L7 Non Process | 4 | 15 | 119
Water Abstraction Point | DWAP | Utilities | UT | DWAP-UT | Water Supply | WASY |  | DWAP-UT-WASY |  | ADH Diagram Workshop: L7 Non Process | 4 | 15 | 120
Water Abstraction Point | DWAP | Control System | CS | DWAP-CS | Building Management System | BMS |  | DWAP-CS-BMS |  | ADH Diagram Workshop: L7 Non Process | 4 | 16 | 23
Water Abstraction Point | DWAP | Control System | CS | DWAP-CS | Control | CTRL |  | DWAP-CS-CTRL |  | ADH Diagram Workshop: L7 Non Process | 4 | 16 | 35
Water Abstraction Point | DWAP | Control System | CS | DWAP-CS | SCADA | SCDA |  | DWAP-CS-SCDA |  | ADH Diagram Workshop: L7 Non Process | 4 | 16 | 89
Water Abstraction Point | DWAP | Control System | CS | DWAP-CS | Telemetry | TELM |  | DWAP-CS-TELM |  | ADH Diagram Workshop: L7 Non Process | 4 | 16 | 117
Water Abstraction Point | DWAP | 3rd Party Infrastructure | TP | DWAP-TP | Non-Process Building | NPRB |  | DWAP-TP-NPRB |  | ADH Diagram Workshop: L7 Non Process | 4 | 17 | 73
Water Network Monitoring Point | DWNMP | Facilities | FC | DWNMP-FC | Access Road and Path | ARP |  | DWNMP-FC-ARP |  | ADH Diagram Workshop: L7 Non Process | 5 | 13 | 2
Water Network Monitoring Point | DWNMP | Facilities | FC | DWNMP-FC | Alarm System | FIAS |  | DWNMP-FC-FIAS |  | ADH Diagram Workshop: L7 Non Process | 5 | 13 | 15
Water Network Monitoring Point | DWNMP | Facilities | FC | DWNMP-FC | Boundary | BDY |  | DWNMP-FC-BDY |  | ADH Diagram Workshop: L7 Non Process | 5 | 13 | 22
Water Network Monitoring Point | DWNMP | Facilities | FC | DWNMP-FC | Fire Fighting | FRFI |  | DWNMP-FC-FRFI |  | ADH Diagram Workshop: L7 Non Process | 5 | 13 | 52
Water Network Monitoring Point | DWNMP | Facilities | FC | DWNMP-FC | Site Drainage | SIDR |  | DWNMP-FC-SIDR |  | ADH Diagram Workshop: L7 Non Process | 5 | 13 | 54 | 10/06/2022: Changed from Foul Drainage to Site Drainage
Water Network Monitoring Point | DWNMP | Facilities | FC | DWNMP-FC | H and S Equipment | HSEQ |  | DWNMP-FC-HSEQ |  | ADH Diagram Workshop: L7 Non Process | 5 | 13 | 58
Water Network Monitoring Point | DWNMP | Facilities | FC | DWNMP-FC | Non Proc Level Or Flow Or Pressure Meas | NLFP |  | DWNMP-FC-NLFP |  | ADH Diagram Workshop: L7 Non Process | 5 | 13 | 72
Water Network Monitoring Point | DWNMP | Facilities | FC | DWNMP-FC | Non-Process Building | NPRB |  | DWNMP-FC-NPRB |  | ADH Diagram Workshop: L7 Non Process | 5 | 13 | 73
Water Network Monitoring Point | DWNMP | Facilities | FC | DWNMP-FC | Pipe Bridge Or Other Struct | PBOS |  | DWNMP-FC-PBOS |  | ADH Diagram Workshop: L7 Non Process | 5 | 13 | 84
Water Network Monitoring Point | DWNMP | Facilities | FC | DWNMP-FC | Process Building | PRBL |  | DWNMP-FC-PRBL |  | ADH Diagram Workshop: L7 Non Process | 5 | 13 | 86
Water Network Monitoring Point | DWNMP | Facilities | FC | DWNMP-FC | Road Bridge | RDBR |  | DWNMP-FC-RDBR |  | ADH Diagram Workshop: L7 Non Process | 5 | 13 | 88
Water Network Monitoring Point | DWNMP | Facilities | FC | DWNMP-FC | Site Lighting | STLI |  | DWNMP-FC-STLI |  | ADH Diagram Workshop: L7 Non Process | 5 | 13 | 97
Water Network Monitoring Point | DWNMP | Facilities | FC | DWNMP-FC | Site Security and Access Control | SSAC |  | DWNMP-FC-SSAC |  | ADH Diagram Workshop: L7 Non Process | 5 | 13 | 98
Water Network Monitoring Point | DWNMP | Power System | PS | DWNMP-PS | Earthing | ERTH |  | DWNMP-PS-ERTH |  | ADH Diagram Workshop: L7 Non Process | 5 | 14 | 41
Water Network Monitoring Point | DWNMP | Power System | PS | DWNMP-PS | HV System | HVSY |  | DWNMP-PS-HVSY |  | ADH Diagram Workshop: L7 Non Process | 5 | 14 | 59
Water Network Monitoring Point | DWNMP | Power System | PS | DWNMP-PS | LV System | LVSY |  | DWNMP-PS-LVSY |  | ADH Diagram Workshop: L7 Non Process | 5 | 14 | 67
Water Network Monitoring Point | DWNMP | Power System | PS | DWNMP-PS | Motor Control Centre | MCC |  | DWNMP-PS-MCC |  | ADH Diagram Workshop: L7 Non Process | 5 | 14 | 70
Water Network Monitoring Point | DWNMP | Power System | PS | DWNMP-PS | MV System | MVSY |  | DWNMP-PS-MVSY |  | ADH Diagram Workshop: L7 Non Process | 5 | 14 | 71
Water Network Monitoring Point | DWNMP | Power System | PS | DWNMP-PS | Power Generation System | PGEN |  | DWNMP-PS-PGEN |  | ADH Diagram Workshop: L7 Non Process | 5 | 14 | 85
Water Network Monitoring Point | DWNMP | Power System | PS | DWNMP-PS | Renewable Energy System | REEN |  | DWNMP-PS-REEN |  | ADH Diagram Workshop: L7 Non Process | 5 | 14 | 87
Water Network Monitoring Point | DWNMP | Utilities | UT | DWNMP-UT | Gas Supply | GASS |  | DWNMP-UT-GASS |  | ADH Diagram Workshop: L7 Non Process | 5 | 15 | 55
Water Network Monitoring Point | DWNMP | Utilities | UT | DWNMP-UT | Waste Management Or Disposal | WMDS |  | DWNMP-UT-WMDS |  | ADH Diagram Workshop: L7 Non Process | 5 | 15 | 119
Water Network Monitoring Point | DWNMP | Utilities | UT | DWNMP-UT | Water Supply | WASY |  | DWNMP-UT-WASY |  | ADH Diagram Workshop: L7 Non Process | 5 | 15 | 120
Water Network Monitoring Point | DWNMP | Control System | CS | DWNMP-CS | Building Management System | BMS |  | DWNMP-CS-BMS |  | ADH Diagram Workshop: L7 Non Process | 5 | 16 | 23
Water Network Monitoring Point | DWNMP | Control System | CS | DWNMP-CS | Control | CTRL |  | DWNMP-CS-CTRL |  | ADH Diagram Workshop: L7 Non Process | 5 | 16 | 35
Water Network Monitoring Point | DWNMP | Control System | CS | DWNMP-CS | SCADA | SCDA |  | DWNMP-CS-SCDA |  | ADH Diagram Workshop: L7 Non Process | 5 | 16 | 89
Water Network Monitoring Point | DWNMP | Control System | CS | DWNMP-CS | Telemetry | TELM |  | DWNMP-CS-TELM |  | ADH Diagram Workshop: L7 Non Process | 5 | 16 | 117
Water Network Monitoring Point | DWNMP | 3rd Party Infrastructure | TP | DWNMP-TP | Non-Process Building | NPRB |  | DWNMP-TP-NPRB |  | ADH Diagram Workshop: L7 Non Process | 5 | 17 | 73
Raw Water Pumping Station | RWPS | Facilities | FC | RWPS-FC | Access Road and Path | ARP |  | RWPS-FC-ARP |  | ADH Diagram Workshop: L7 Non Process | 6 | 13 | 2
Raw Water Pumping Station | RWPS | Facilities | FC | RWPS-FC | Alarm System | FIAS |  | RWPS-FC-FIAS |  | ADH Diagram Workshop: L7 Non Process | 6 | 13 | 15
Raw Water Pumping Station | RWPS | Facilities | FC | RWPS-FC | Boundary | BDY |  | RWPS-FC-BDY |  | ADH Diagram Workshop: L7 Non Process | 6 | 13 | 22
Raw Water Pumping Station | RWPS | Facilities | FC | RWPS-FC | Fire Fighting | FRFI |  | RWPS-FC-FRFI |  | ADH Diagram Workshop: L7 Non Process | 6 | 13 | 52
Raw Water Pumping Station | RWPS | Facilities | FC | RWPS-FC | Site Drainage | SIDR |  | RWPS-FC-SIDR |  | ADH Diagram Workshop: L7 Non Process | 6 | 13 | 54 | 10/06/2022: Changed from Foul Drainage to Site Drainage
Raw Water Pumping Station | RWPS | Facilities | FC | RWPS-FC | H and S Equipment | HSEQ |  | RWPS-FC-HSEQ |  | ADH Diagram Workshop: L7 Non Process | 6 | 13 | 58
Raw Water Pumping Station | RWPS | Facilities | FC | RWPS-FC | Non Proc Level Or Flow Or Pressure Meas | NLFP |  | RWPS-FC-NLFP |  | ADH Diagram Workshop: L7 Non Process | 6 | 13 | 72
Raw Water Pumping Station | RWPS | Facilities | FC | RWPS-FC | Non-Process Building | NPRB |  | RWPS-FC-NPRB |  | ADH Diagram Workshop: L7 Non Process | 6 | 13 | 73
Raw Water Pumping Station | RWPS | Facilities | FC | RWPS-FC | Pipe Bridge Or Other Struct | PBOS |  | RWPS-FC-PBOS |  | ADH Diagram Workshop: L7 Non Process | 6 | 13 | 84
Raw Water Pumping Station | RWPS | Facilities | FC | RWPS-FC | Process Building | PRBL |  | RWPS-FC-PRBL |  | ADH Diagram Workshop: L7 Non Process | 6 | 13 | 86
Raw Water Pumping Station | RWPS | Facilities | FC | RWPS-FC | Road Bridge | RDBR |  | RWPS-FC-RDBR |  | ADH Diagram Workshop: L7 Non Process | 6 | 13 | 88
Raw Water Pumping Station | RWPS | Facilities | FC | RWPS-FC | Site Lighting | STLI |  | RWPS-FC-STLI |  | ADH Diagram Workshop: L7 Non Process | 6 | 13 | 97
Raw Water Pumping Station | RWPS | Facilities | FC | RWPS-FC | Site Security and Access Control | SSAC |  | RWPS-FC-SSAC |  | ADH Diagram Workshop: L7 Non Process | 6 | 13 | 98
Raw Water Pumping Station | RWPS | Power System | PS | RWPS-PS | Earthing | ERTH |  | RWPS-PS-ERTH |  | ADH Diagram Workshop: L7 Non Process | 6 | 14 | 41
Raw Water Pumping Station | RWPS | Power System | PS | RWPS-PS | HV System | HVSY |  | RWPS-PS-HVSY |  | ADH Diagram Workshop: L7 Non Process | 6 | 14 | 59
Raw Water Pumping Station | RWPS | Power System | PS | RWPS-PS | LV System | LVSY |  | RWPS-PS-LVSY |  | ADH Diagram Workshop: L7 Non Process | 6 | 14 | 67
Raw Water Pumping Station | RWPS | Power System | PS | RWPS-PS | Motor Control Centre | MCC |  | RWPS-PS-MCC |  | ADH Diagram Workshop: L7 Non Process | 6 | 14 | 70
Raw Water Pumping Station | RWPS | Power System | PS | RWPS-PS | MV System | MVSY |  | RWPS-PS-MVSY |  | ADH Diagram Workshop: L7 Non Process | 6 | 14 | 71
Raw Water Pumping Station | RWPS | Power System | PS | RWPS-PS | Power Generation System | PGEN |  | RWPS-PS-PGEN |  | ADH Diagram Workshop: L7 Non Process | 6 | 14 | 85
Raw Water Pumping Station | RWPS | Power System | PS | RWPS-PS | Renewable Energy System | REEN |  | RWPS-PS-REEN |  | ADH Diagram Workshop: L7 Non Process | 6 | 14 | 87
Raw Water Pumping Station | RWPS | Utilities | UT | RWPS-UT | Gas Supply | GASS |  | RWPS-UT-GASS |  | ADH Diagram Workshop: L7 Non Process | 6 | 15 | 55
Raw Water Pumping Station | RWPS | Utilities | UT | RWPS-UT | Waste Management Or Disposal | WMDS |  | RWPS-UT-WMDS |  | ADH Diagram Workshop: L7 Non Process | 6 | 15 | 119
Raw Water Pumping Station | RWPS | Utilities | UT | RWPS-UT | Water Supply | WASY |  | RWPS-UT-WASY |  | ADH Diagram Workshop: L7 Non Process | 6 | 15 | 120
Raw Water Pumping Station | RWPS | Control System | CS | RWPS-CS | Building Management System | BMS |  | RWPS-CS-BMS |  | ADH Diagram Workshop: L7 Non Process | 6 | 16 | 23
Raw Water Pumping Station | RWPS | Control System | CS | RWPS-CS | Control | CTRL |  | RWPS-CS-CTRL |  | ADH Diagram Workshop: L7 Non Process | 6 | 16 | 35
Raw Water Pumping Station | RWPS | Control System | CS | RWPS-CS | SCADA | SCDA |  | RWPS-CS-SCDA |  | ADH Diagram Workshop: L7 Non Process | 6 | 16 | 89
Raw Water Pumping Station | RWPS | Control System | CS | RWPS-CS | Telemetry | TELM |  | RWPS-CS-TELM |  | ADH Diagram Workshop: L7 Non Process | 6 | 16 | 117
Raw Water Pumping Station | RWPS | 3rd Party Infrastructure | TP | RWPS-TP | Non-Process Building | NPRB |  | RWPS-TP-NPRB |  | ADH Diagram Workshop: L7 Non Process | 6 | 17 | 73
Waste Water Treatment Plant | WWTP | Sludge Treatment | SL | WWTP-SL | Chemical Dosing Oxidation | CHDX |  | WWTP-SL-CHDX |  | ADH Diagram Workshop | 7 | 10 | 26
Waste Water Treatment Plant | WWTP | Sludge Treatment | SL | WWTP-SL | Chemical Dosing Sludge Thickening | CHST |  | WWTP-SL-CHST |  | ADH Diagram Workshop | 7 | 10 | 27
Waste Water Treatment Plant | WWTP | Sludge Treatment | SL | WWTP-SL | Constructed Wetlands | CWET |  | WWTP-SL-CWET |  | ADH Diagram Workshop | 7 | 10 | 34
Waste Water Treatment Plant | WWTP | Sludge Treatment | SL | WWTP-SL | Export Sludge | EXSL |  | WWTP-SL-EXSL |  | ARDCP ADH MAP v.1.7.4 | 7 | 10 | 43
Waste Water Treatment Plant | WWTP | Sludge Treatment | SL | WWTP-SL | Import Sludge Or Liquid | IMSL |  | WWTP-SL-IMSL |  | ADH Diagram Workshop | 7 | 10 | 60
Waste Water Treatment Plant | WWTP | Sludge Treatment | SL | WWTP-SL | Liquor Treatment | LQTR |  | WWTP-SL-LQTR |  | ARDCP ADH MAP v.1.7.4 | 7 | 10 | 66
Waste Water Treatment Plant | WWTP | Sludge Treatment | SL | WWTP-SL | Odour Containment | ODCN |  | WWTP-SL-ODCN |  | ADH Diagram Workshop | 7 | 10 | 79
Waste Water Treatment Plant | WWTP | Sludge Treatment | SL | WWTP-SL | Odour Treatment | ODTR |  | WWTP-SL-ODTR |  | ADH Diagram Workshop | 7 | 10 | 80
Waste Water Treatment Plant | WWTP | Sludge Treatment | SL | WWTP-SL | Sludge Dewatering | SLDW |  | WWTP-SL-SLDW |  | ARDCP ADH MAP v.1.7.4 | 7 | 10 | 99
Waste Water Treatment Plant | WWTP | Sludge Treatment | SL | WWTP-SL | Sludge Digestion | SLDG |  | WWTP-SL-SLDG |  | ARDCP ADH MAP v.1.7.4 | 7 | 10 | 100
Waste Water Treatment Plant | WWTP | Sludge Treatment | SL | WWTP-SL | Sludge Drying | SLDR |  | WWTP-SL-SLDR |  | ARDCP ADH MAP v.1.7.4 | 7 | 10 | 101
Waste Water Treatment Plant | WWTP | Sludge Treatment | SL | WWTP-SL | Sludge Hydrolysis | SLHY |  | WWTP-SL-SLHY |  | ARDCP ADH MAP v.1.7.4 | 7 | 10 | 102
Waste Water Treatment Plant | WWTP | Sludge Treatment | SL | WWTP-SL | Sludge Incineration | SLIN |  | WWTP-SL-SLIN |  | ARDCP ADH MAP v.1.7.4 | 7 | 10 | 103
Waste Water Treatment Plant | WWTP | Sludge Treatment | SL | WWTP-SL | Sludge Pasteurisation | SLPA |  | WWTP-SL-SLPA |  | ARDCP ADH MAP v.1.7.4 | 7 | 10 | 104
Waste Water Treatment Plant | WWTP | Sludge Treatment | SL | WWTP-SL | Sludge Screening | SLSC |  | WWTP-SL-SLSC |  | ARDCP ADH MAP v.1.7.4 | 7 | 10 | 105
Waste Water Treatment Plant | WWTP | Sludge Treatment | SL | WWTP-SL | Sludge Screenings Handling | SLSH |  | WWTP-SL-SLSH |  | ARDCP ADH MAP v.1.7.4 | 7 | 10 | 106
Waste Water Treatment Plant | WWTP | Sludge Treatment | SL | WWTP-SL | Sludge Stabilisation | SLSB |  | WWTP-SL-SLSB |  | ARDCP ADH MAP v.1.7.4 | 7 | 10 | 107
Waste Water Treatment Plant | WWTP | Sludge Treatment | SL | WWTP-SL | Sludge Storage | SLST |  | WWTP-SL-SLST |  | ARDCP ADH MAP v.1.7.4 | 7 | 10 | 108
Waste Water Treatment Plant | WWTP | Sludge Treatment | SL | WWTP-SL | Sludge Thickening Belt Thickener | STBT |  | WWTP-SL-STBT |  | ARDCP ADH MAP v.1.7.4 | 7 | 10 | 109
Waste Water Treatment Plant | WWTP | Sludge Treatment | SL | WWTP-SL | Sludge Thickening DAF | STDA |  | WWTP-SL-STDA |  | ARDCP ADH MAP v.1.7.4 | 7 | 10 | 110
Waste Water Treatment Plant | WWTP | Sludge Treatment | SL | WWTP-SL | Sludge Thickening Drum Thickener | STDT |  | WWTP-SL-STDT |  | ARDCP ADH MAP v.1.7.4 | 7 | 10 | 111
Waste Water Treatment Plant | WWTP | Sludge Treatment | SL | WWTP-SL | Sludge Thickening Gravity | STGR |  | WWTP-SL-STGR |  | ARDCP ADH MAP v.1.7.4 | 7 | 10 | 112
Waste Water Treatment Plant | WWTP | Sludge Treatment | SL | WWTP-SL | Sludge Thickening PFT | STPF |  | WWTP-SL-STPF |  | ARDCP ADH MAP v.1.7.4 | 7 | 10 | 113
Waste Water Treatment Plant | WWTP | Raw Sewage | RS | WWTP-RS | Chemical Dosing Oxidation | CHDX |  | WWTP-RS-CHDX |  | ADH Diagram Workshop | 7 | 5 | 26
Waste Water Treatment Plant | WWTP | Raw Sewage | RS | WWTP-RS | Import Sludge Or Liquid | IMSL |  | WWTP-RS-IMSL |  | ADH Diagram Workshop | 7 | 5 | 60
Waste Water Treatment Plant | WWTP | Raw Sewage | RS | WWTP-RS | Odour Containment | ODCN |  | WWTP-RS-ODCN |  | ADH Diagram Workshop | 7 | 5 | 79
Waste Water Treatment Plant | WWTP | Raw Sewage | RS | WWTP-RS | Odour Treatment | ODTR |  | WWTP-RS-ODTR |  | ADH Diagram Workshop | 7 | 5 | 80
Waste Water Treatment Plant | WWTP | Preliminary Treatment | PL | WWTP-PL | Fat Or Oil Or Grease Removal | FOGR |  | WWTP-PL-FOGR |  | ARDCP ADH MAP v.1.7.4 | 7 | 6 | 44
Waste Water Treatment Plant | WWTP | Preliminary Treatment | PL | WWTP-PL | Grit Removal | GRRM |  | WWTP-PL-GRRM |  | ARDCP ADH MAP v.1.7.4 | 7 | 6 | 57
Waste Water Treatment Plant | WWTP | Preliminary Treatment | PL | WWTP-PL | Import Sludge Or Liquid | IMSL |  | WWTP-PL-IMSL |  | ADH Diagram Workshop | 7 | 6 | 60
Waste Water Treatment Plant | WWTP | Preliminary Treatment | PL | WWTP-PL | Maceration | MACN |  | WWTP-PL-MACN |  | ARDCP ADH MAP v.1.7.4 | 7 | 6 | 68
Waste Water Treatment Plant | WWTP | Preliminary Treatment | PL | WWTP-PL | Odour Containment | ODCN |  | WWTP-PL-ODCN |  | ADH Diagram Workshop | 7 | 6 | 79
Waste Water Treatment Plant | WWTP | Preliminary Treatment | PL | WWTP-PL | Odour Treatment | ODTR |  | WWTP-PL-ODTR |  | ADH Diagram Workshop | 7 | 6 | 80
Waste Water Treatment Plant | WWTP | Preliminary Treatment | PL | WWTP-PL | Screening Coarse | SCRC |  | WWTP-PL-SCRC |  | ARDCP ADH MAP v.1.7.4 | 7 | 6 | 90
Waste Water Treatment Plant | WWTP | Preliminary Treatment | PL | WWTP-PL | Screening Fine | SCRF |  | WWTP-PL-SCRF |  | ARDCP ADH MAP v.1.7.4 | 7 | 6 | 91
Waste Water Treatment Plant | WWTP | Preliminary Treatment | PL | WWTP-PL | Screenings Handling | SCRH |  | WWTP-PL-SCRH |  | ARDCP ADH MAP v.1.7.4 | 7 | 6 | 93
Waste Water Treatment Plant | WWTP | Primary Treatment | PT | WWTP-PT | Bio Film (Ag) Package Plant | BFPP |  | WWTP-PT-BFPP |  | ARDCP ADH MAP v.1.7.4 | 7 | 7 | 16
Waste Water Treatment Plant | WWTP | Primary Treatment | PT | WWTP-PT | Bio Film (Ag) Rbc | BFRB |  | WWTP-PT-BFRB |  | ARDCP ADH MAP v.1.7.4 | 7 | 7 | 17
Waste Water Treatment Plant | WWTP | Primary Treatment | PT | WWTP-PT | Bio Film (Ag) Submerged Aerated Filter | BFSM |  | WWTP-PT-BFSM |  | ARDCP ADH MAP v.1.7.4 | 7 | 7 | 18
Waste Water Treatment Plant | WWTP | Primary Treatment | PT | WWTP-PT | Bio Film (Ag) Trickling Filter | BFTB |  | WWTP-PT-BFTB |  | ARDCP ADH MAP v.1.7.4 | 7 | 7 | 19
Waste Water Treatment Plant | WWTP | Primary Treatment | PT | WWTP-PT | Chemical Dosing Oxidation | CHDX |  | WWTP-PT-CHDX |  | ADH Diagram Workshop | 7 | 7 | 26
Waste Water Treatment Plant | WWTP | Primary Treatment | PT | WWTP-PT | Constructed Wetlands | CWET |  | WWTP-PT-CWET |  | ADH Diagram Workshop | 7 | 7 | 34
Waste Water Treatment Plant | WWTP | Primary Treatment | PT | WWTP-PT | Odour Containment | ODCN |  | WWTP-PT-ODCN |  | ADH Diagram Workshop | 7 | 7 | 79
Waste Water Treatment Plant | WWTP | Primary Treatment | PT | WWTP-PT | Odour Treatment | ODTR |  | WWTP-PT-ODTR |  | ADH Diagram Workshop | 7 | 7 | 80
Waste Water Treatment Plant | WWTP | Primary Treatment | PT | WWTP-PT | Septic Tank | SPTK |  | WWTP-PT-SPTK |  | ARDCP ADH MAP v.1.7.4 | 7 | 7 | 94
Waste Water Treatment Plant | WWTP | Primary Treatment | PT | WWTP-PT | Settlement | SETT |  | WWTP-PT-SETT |  | ARDCP ADH MAP v.1.7.4 | 7 | 7 | 96
Waste Water Treatment Plant | WWTP | Secondary Treatment | ST | WWTP-ST | Activated Sludge Completely Mixed | ASGM |  | WWTP-ST-ASGM |  | ARDCP ADH MAP v.1.7.4 | 7 | 8 | 3
Waste Water Treatment Plant | WWTP | Secondary Treatment | ST | WWTP-ST | Activated Sludge High Intensity | ASGH |  | WWTP-ST-ASGH |  | ARDCP ADH MAP v.1.7.4 | 7 | 8 | 4
Waste Water Treatment Plant | WWTP | Secondary Treatment | ST | WWTP-ST | Activated Sludge Orbital Process | ASGO |  | WWTP-ST-ASGO |  | ARDCP ADH MAP v.1.7.4 | 7 | 8 | 5
Waste Water Treatment Plant | WWTP | Secondary Treatment | ST | WWTP-ST | Activated Sludge Plug Flow | ASGP |  | WWTP-ST-ASGP |  | ARDCP ADH MAP v.1.7.4 | 7 | 8 | 6
Waste Water Treatment Plant | WWTP | Secondary Treatment | ST | WWTP-ST | Activated Sludge RAS Sludge Re-Aeration | ASGR |  | WWTP-ST-ASGR |  | ARDCP ADH MAP v.1.7.4 | 7 | 8 | 7
Waste Water Treatment Plant | WWTP | Secondary Treatment | ST | WWTP-ST | Activated Sludge Seq Batch Reactor | ASGS |  | WWTP-ST-ASGS |  | ARDCP ADH MAP v.1.7.4 | 7 | 8 | 8
Waste Water Treatment Plant | WWTP | Secondary Treatment | ST | WWTP-ST | Activated Sludge Step Feed | ASGF |  | WWTP-ST-ASGF |  | ARDCP ADH MAP v.1.7.4 | 7 | 8 | 9
Waste Water Treatment Plant | WWTP | Secondary Treatment | ST | WWTP-ST | Activated Sludge Tapered Aeration | ASGT |  | WWTP-ST-ASGT |  | ARDCP ADH MAP v.1.7.4 | 7 | 8 | 10
Waste Water Treatment Plant | WWTP | Secondary Treatment | ST | WWTP-ST | Aeration Diffused Air | AERD |  | WWTP-ST-AERD |  | ARDCP ADH MAP v.1.7.4 | 7 | 8 | 11
Waste Water Treatment Plant | WWTP | Secondary Treatment | ST | WWTP-ST | Aeration Pure Oxygen | AERO |  | WWTP-ST-AERO |  | ARDCP ADH MAP v.1.7.4 | 7 | 8 | 12
Waste Water Treatment Plant | WWTP | Secondary Treatment | ST | WWTP-ST | Aeration Surface | AERS |  | WWTP-ST-AERS |  | ADH Diagram Workshop | 7 | 8 | 13
Waste Water Treatment Plant | WWTP | Secondary Treatment | ST | WWTP-ST | Aeration Venturi | AERV |  | WWTP-ST-AERV |  | ARDCP ADH MAP v.1.7.4 | 7 | 8 | 14
Waste Water Treatment Plant | WWTP | Secondary Treatment | ST | WWTP-ST | Bio Film (Ag) Package Plant | BFPP |  | WWTP-ST-BFPP |  | ARDCP ADH MAP v.1.7.4 | 7 | 8 | 16
Waste Water Treatment Plant | WWTP | Secondary Treatment | ST | WWTP-ST | Bio Film (Ag) Rbc | BFRB |  | WWTP-ST-BFRB |  | ARDCP ADH MAP v.1.7.4 | 7 | 8 | 17
Waste Water Treatment Plant | WWTP | Secondary Treatment | ST | WWTP-ST | Bio Film (Ag) Submerged Aerated Filter | BFSM |  | WWTP-ST-BFSM |  | ARDCP ADH MAP v.1.7.4 | 7 | 8 | 18
Waste Water Treatment Plant | WWTP | Secondary Treatment | ST | WWTP-ST | Bio Film (Ag) Trickling Filter | BFTB |  | WWTP-ST-BFTB |  | ARDCP ADH MAP v.1.7.4 | 7 | 8 | 19
Waste Water Treatment Plant | WWTP | Secondary Treatment | ST | WWTP-ST | Chemical Dosing Oxidation | CHDX |  | WWTP-ST-CHDX |  | ADH Diagram Workshop | 7 | 8 | 26
Waste Water Treatment Plant | WWTP | Secondary Treatment | ST | WWTP-ST | Constructed Wetlands | CWET |  | WWTP-ST-CWET |  | ADH Diagram Workshop | 7 | 8 | 34
Waste Water Treatment Plant | WWTP | Secondary Treatment | ST | WWTP-ST | Import Sludge Or Liquid | IMSL |  | WWTP-ST-IMSL |  | ADH Diagram Workshop | 7 | 8 | 60
Waste Water Treatment Plant | WWTP | Secondary Treatment | ST | WWTP-ST | Integrated Fixed Film Activated Sludge | FFAS |  | WWTP-ST-FFAS |  | ARDCP ADH MAP v.1.7.4 | 7 | 8 | 64
Waste Water Treatment Plant | WWTP | Secondary Treatment | ST | WWTP-ST | Nutrient Reduction Air Stripping(Nh4) | NRAS |  | WWTP-ST-NRAS |  | ARDCP ADH MAP v.1.7.4 | 7 | 8 | 74
Waste Water Treatment Plant | WWTP | Secondary Treatment | ST | WWTP-ST | Nutrient Reduction Bio Nitrogen | NRBN |  | WWTP-ST-NRBN |  | ARDCP ADH MAP v.1.7.4 | 7 | 8 | 75
Waste Water Treatment Plant | WWTP | Secondary Treatment | ST | WWTP-ST | Nutrient Reduction Bio Phosphate | NRBP |  | WWTP-ST-NRBP |  | ARDCP ADH MAP v.1.7.4 | 7 | 8 | 76
Waste Water Treatment Plant | WWTP | Secondary Treatment | ST | WWTP-ST | Nutrient Reduction Chemical Nitrogen | NRCN |  | WWTP-ST-NRCN |  | ARDCP ADH MAP v.1.7.4 | 7 | 8 | 77
Waste Water Treatment Plant | WWTP | Secondary Treatment | ST | WWTP-ST | Nutrient Reduction Chemical Phosphate | NRCP |  | WWTP-ST-NRCP |  | ARDCP ADH MAP v.1.7.4 | 7 | 8 | 78
Waste Water Treatment Plant | WWTP | Secondary Treatment | ST | WWTP-ST | Odour Containment | ODCN |  | WWTP-ST-ODCN |  | ADH Diagram Workshop | 7 | 8 | 79
Waste Water Treatment Plant | WWTP | Secondary Treatment | ST | WWTP-ST | Odour Treatment | ODTR |  | WWTP-ST-ODTR |  | ADH Diagram Workshop | 7 | 8 | 80
Waste Water Treatment Plant | WWTP | Secondary Treatment | ST | WWTP-ST | Percolation | PERC |  | WWTP-ST-PERC |  | On Maximo not on ARDCP ADH MAP v.1.7.4 or Valid Class Combo from Logix | 7 | 8 | 83
Waste Water Treatment Plant | WWTP | Secondary Treatment | ST | WWTP-ST | Settlement | SETT |  | WWTP-ST-SETT |  | ARDCP ADH MAP v.1.7.4 | 7 | 8 | 96
Waste Water Treatment Plant | WWTP | Tertiary Treatment | TT | WWTP-TT | Bio Film (Ag) Package Plant | BFPP |  | WWTP-TT-BFPP |  | ARDCP ADH MAP v.1.7.4 | 7 | 9 | 16
Waste Water Treatment Plant | WWTP | Tertiary Treatment | TT | WWTP-TT | Bio Film (Ag) Rbc | BFRB |  | WWTP-TT-BFRB |  | ARDCP ADH MAP v.1.7.4 | 7 | 9 | 17
Waste Water Treatment Plant | WWTP | Tertiary Treatment | TT | WWTP-TT | Bio Film (Ag) Submerged Aerated Filter | BFSM |  | WWTP-TT-BFSM |  | ARDCP ADH MAP v.1.7.4 | 7 | 9 | 18
Waste Water Treatment Plant | WWTP | Tertiary Treatment | TT | WWTP-TT | Bio Film (Ag) Trickling Filter | BFTB |  | WWTP-TT-BFTB |  | ARDCP ADH MAP v.1.7.4 | 7 | 9 | 19
Waste Water Treatment Plant | WWTP | Tertiary Treatment | TT | WWTP-TT | Bio Membrane | BIOM |  | WWTP-TT-BIOM |  | ARDCP ADH MAP v.1.7.4 | 7 | 9 | 20
Waste Water Treatment Plant | WWTP | Tertiary Treatment | TT | WWTP-TT | Chemical Dosing Oxidation | CHDX |  | WWTP-TT-CHDX |  | ADH Diagram Workshop | 7 | 9 | 26
Waste Water Treatment Plant | WWTP | Tertiary Treatment | TT | WWTP-TT | Chemical Dosing Sludge Thickening | CHST |  | WWTP-TT-CHST |  | ADH Diagram Workshop | 7 | 9 | 27
Waste Water Treatment Plant | WWTP | Tertiary Treatment | TT | WWTP-TT | Constructed Wetlands | CWET |  | WWTP-TT-CWET |  | ADH Diagram Workshop | 7 | 9 | 34
Waste Water Treatment Plant | WWTP | Tertiary Treatment | TT | WWTP-TT | Disinfection Ozone | DOZN |  | WWTP-TT-DOZN |  | ARDCP ADH MAP v.1.7.4 | 7 | 9 | 37
Waste Water Treatment Plant | WWTP | Tertiary Treatment | TT | WWTP-TT | Disinfection Sodium Hypochlorite | DHYP |  | WWTP-TT-DHYP |  | ARDCP ADH MAP v.1.7.4 | 7 | 9 | 38
Waste Water Treatment Plant | WWTP | Tertiary Treatment | TT | WWTP-TT | Disinfection Ultra Violet | DUV |  | WWTP-TT-DUV |  | ARDCP ADH MAP v.1.7.4 | 7 | 9 | 39
Waste Water Treatment Plant | WWTP | Tertiary Treatment | TT | WWTP-TT | Filtration Cartridge | FCAR |  | WWTP-TT-FCAR |  | ARDCP ADH MAP v.1.7.4 | 7 | 9 | 45
Waste Water Treatment Plant | WWTP | Tertiary Treatment | TT | WWTP-TT | Filtration GAC | FGAC |  | WWTP-TT-FGAC |  | ARDCP ADH MAP v.1.7.4 | 7 | 9 | 46
Waste Water Treatment Plant | WWTP | Tertiary Treatment | TT | WWTP-TT | Filtration Membrane | FMEM |  | WWTP-TT-FMEM |  | ARDCP ADH MAP v.1.7.4 | 7 | 9 | 47
Waste Water Treatment Plant | WWTP | Tertiary Treatment | TT | WWTP-TT | Filtration Pressure | FPRE |  | WWTP-TT-FPRE |  | ARDCP ADH MAP v.1.7.4 | 7 | 9 | 48
Waste Water Treatment Plant | WWTP | Tertiary Treatment | TT | WWTP-TT | Filtration Rapid Gravity - Primary | FRGF |  | WWTP-TT-FRGF |  | ARDCP ADH MAP v.1.7.4 | 7 | 9 | 49
Waste Water Treatment Plant | WWTP | Tertiary Treatment | TT | WWTP-TT | Filtration Slow Sand | FSSF |  | WWTP-TT-FSSF |  | ARDCP ADH MAP v.1.7.4 | 7 | 9 | 51
Waste Water Treatment Plant | WWTP | Tertiary Treatment | TT | WWTP-TT | Integrated Fixed Film Activated Sludge | FFAS |  | WWTP-TT-FFAS |  | ARDCP ADH MAP v.1.7.4 | 7 | 9 | 64
Waste Water Treatment Plant | WWTP | Tertiary Treatment | TT | WWTP-TT | Micro Straining | MIST |  | WWTP-TT-MIST |  | ARDCP ADH MAP v.1.7.4 | 7 | 9 | 69
Waste Water Treatment Plant | WWTP | Tertiary Treatment | TT | WWTP-TT | Nutrient Reduction Air Stripping(Nh4) | NRAS |  | WWTP-TT-NRAS |  | ARDCP ADH MAP v.1.7.4 | 7 | 9 | 74
Waste Water Treatment Plant | WWTP | Tertiary Treatment | TT | WWTP-TT | Nutrient Reduction Bio Nitrogen | NRBN |  | WWTP-TT-NRBN |  | ARDCP ADH MAP v.1.7.4 | 7 | 9 | 75
Waste Water Treatment Plant | WWTP | Tertiary Treatment | TT | WWTP-TT | Nutrient Reduction Bio Phosphate | NRBP |  | WWTP-TT-NRBP |  | ARDCP ADH MAP v.1.7.4 | 7 | 9 | 76
Waste Water Treatment Plant | WWTP | Tertiary Treatment | TT | WWTP-TT | Nutrient Reduction Chemical Nitrogen | NRCN |  | WWTP-TT-NRCN |  | ARDCP ADH MAP v.1.7.4 | 7 | 9 | 77
Waste Water Treatment Plant | WWTP | Tertiary Treatment | TT | WWTP-TT | Nutrient Reduction Chemical Phosphate | NRCP |  | WWTP-TT-NRCP |  | ARDCP ADH MAP v.1.7.4 | 7 | 9 | 78
Waste Water Treatment Plant | WWTP | Tertiary Treatment | TT | WWTP-TT | Odour Treatment | ODTR |  | WWTP-TT-ODTR |  | ADH Diagram Workshop | 7 | 9 | 80
Waste Water Treatment Plant | WWTP | Tertiary Treatment | TT | WWTP-TT | Screening Tertiary | SCRT |  | WWTP-TT-SCRT |  | ARDCP ADH MAP v.1.7.4 | 7 | 9 | 92
Waste Water Treatment Plant | WWTP | Excess Influent Management | IM | WWTP-IM | Constructed Wetlands | CWET |  | WWTP-IM-CWET |  | ADH Diagram Workshop | 7 | 11 | 34
Waste Water Treatment Plant | WWTP | Excess Influent Management | IM | WWTP-IM | Overflow | EMOF |  | WWTP-IM-EMOF |  | ARDCP ADH MAP v.1.7.4 | 7 | 11 | 42 | 13/05/21: As per Tom Quigley changed from 'Emergency Overflow' to 'Overflow'
Waste Water Treatment Plant | WWTP | Excess Influent Management | IM | WWTP-IM | Inlet Overflow Management | IOM |  | WWTP-IM-IOM |  | ARDCP ADH MAP v.1.7.4 | 7 | 11 | 63
Waste Water Treatment Plant | WWTP | Excess Influent Management | IM | WWTP-IM | Odour Containment | ODCN |  | WWTP-IM-ODCN |  | ADH Diagram Workshop | 7 | 11 | 79
Waste Water Treatment Plant | WWTP | Excess Influent Management | IM | WWTP-IM | Odour Treatment | ODTR |  | WWTP-IM-ODTR |  | ADH Diagram Workshop | 7 | 11 | 80
Waste Water Treatment Plant | WWTP | Excess Influent Management | IM | WWTP-IM | Storm Tank | STTK |  | WWTP-IM-STTK |  | ARDCP ADH MAP v.1.7.4 | 7 | 11 | 114
Waste Water Treatment Plant | WWTP | Excess Influent Management | IM | WWTP-IM | Storm Tank Overflow | STOF |  | WWTP-IM-STOF |  | ARDCP ADH MAP v.1.7.4 | 7 | 11 | 115
Waste Water Treatment Plant | WWTP | Final Effluent Discharge | FE | WWTP-FE | Constructed Wetlands | CWET |  | WWTP-FE-CWET |  | ADH Diagram Workshop | 7 | 12 | 34
Waste Water Treatment Plant | WWTP | Facilities | FC | WWTP-FC | Access Road and Path | ARP |  | WWTP-FC-ARP |  | ADH Diagram Workshop: L7 Non Process | 7 | 13 | 2
Waste Water Treatment Plant | WWTP | Facilities | FC | WWTP-FC | Alarm System | FIAS |  | WWTP-FC-FIAS |  | ADH Diagram Workshop: L7 Non Process | 7 | 13 | 15
Waste Water Treatment Plant | WWTP | Facilities | FC | WWTP-FC | Boundary | BDY |  | WWTP-FC-BDY |  | ADH Diagram Workshop: L7 Non Process | 7 | 13 | 22
Waste Water Treatment Plant | WWTP | Facilities | FC | WWTP-FC | Fire Fighting | FRFI |  | WWTP-FC-FRFI |  | ADH Diagram Workshop: L7 Non Process | 7 | 13 | 52
Waste Water Treatment Plant | WWTP | Facilities | FC | WWTP-FC | Site Drainage | SIDR |  | WWTP-FC-SIDR |  | ADH Diagram Workshop: L7 Non Process | 7 | 13 | 54 | 10/06/2022: Changed from Foul Drainage to Site Drainage
Waste Water Treatment Plant | WWTP | Facilities | FC | WWTP-FC | H and S Equipment | HSEQ |  | WWTP-FC-HSEQ |  | ADH Diagram Workshop: L7 Non Process | 7 | 13 | 58
Waste Water Treatment Plant | WWTP | Facilities | FC | WWTP-FC | Lab | LAB |  | WWTP-FC-LAB |  | On Maximo not on ARDCP ADH MAP v.1.7.4 or Valid Class Combo from Logix | 7 | 13 | 65
Waste Water Treatment Plant | WWTP | Facilities | FC | WWTP-FC | Non Proc Level Or Flow Or Pressure Meas | NLFP |  | WWTP-FC-NLFP |  | ADH Diagram Workshop: L7 Non Process | 7 | 13 | 72
Waste Water Treatment Plant | WWTP | Facilities | FC | WWTP-FC | Non-Process Building | NPRB |  | WWTP-FC-NPRB |  | ADH Diagram Workshop: L7 Non Process | 7 | 13 | 73
Waste Water Treatment Plant | WWTP | Facilities | FC | WWTP-FC | Pipe Bridge Or Other Struct | PBOS |  | WWTP-FC-PBOS |  | ADH Diagram Workshop: L7 Non Process | 7 | 13 | 84
Waste Water Treatment Plant | WWTP | Facilities | FC | WWTP-FC | Process Building | PRBL |  | WWTP-FC-PRBL |  | ADH Diagram Workshop: L7 Non Process | 7 | 13 | 86
Waste Water Treatment Plant | WWTP | Facilities | FC | WWTP-FC | Road Bridge | RDBR |  | WWTP-FC-RDBR |  | ADH Diagram Workshop: L7 Non Process | 7 | 13 | 88
Waste Water Treatment Plant | WWTP | Facilities | FC | WWTP-FC | Site Lighting | STLI |  | WWTP-FC-STLI |  | ADH Diagram Workshop: L7 Non Process | 7 | 13 | 97
Waste Water Treatment Plant | WWTP | Facilities | FC | WWTP-FC | Site Security and Access Control | SSAC |  | WWTP-FC-SSAC |  | ADH Diagram Workshop: L7 Non Process | 7 | 13 | 98
Waste Water Treatment Plant | WWTP | Power System | PS | WWTP-PS | Earthing | ERTH |  | WWTP-PS-ERTH |  | ADH Diagram Workshop: L7 Non Process | 7 | 14 | 41
Waste Water Treatment Plant | WWTP | Power System | PS | WWTP-PS | HV System | HVSY |  | WWTP-PS-HVSY |  | ADH Diagram Workshop: L7 Non Process | 7 | 14 | 59
Waste Water Treatment Plant | WWTP | Power System | PS | WWTP-PS | LV System | LVSY |  | WWTP-PS-LVSY |  | ADH Diagram Workshop: L7 Non Process | 7 | 14 | 67
Waste Water Treatment Plant | WWTP | Power System | PS | WWTP-PS | Motor Control Centre | MCC |  | WWTP-PS-MCC |  | ADH Diagram Workshop: L7 Non Process | 7 | 14 | 70
Waste Water Treatment Plant | WWTP | Power System | PS | WWTP-PS | MV System | MVSY |  | WWTP-PS-MVSY |  | ADH Diagram Workshop: L7 Non Process | 7 | 14 | 71
Waste Water Treatment Plant | WWTP | Power System | PS | WWTP-PS | Power Generation System | PGEN |  | WWTP-PS-PGEN |  | ADH Diagram Workshop: L7 Non Process | 7 | 14 | 85
Waste Water Treatment Plant | WWTP | Power System | PS | WWTP-PS | Renewable Energy System | REEN |  | WWTP-PS-REEN |  | ADH Diagram Workshop: L7 Non Process | 7 | 14 | 87
Waste Water Treatment Plant | WWTP | Utilities | UT | WWTP-UT | Gas Supply | GASS |  | WWTP-UT-GASS |  | ADH Diagram Workshop: L7 Non Process | 7 | 15 | 55
Waste Water Treatment Plant | WWTP | Utilities | UT | WWTP-UT | Waste Management Or Disposal | WMDS |  | WWTP-UT-WMDS |  | ADH Diagram Workshop: L7 Non Process | 7 | 15 | 119
Waste Water Treatment Plant | WWTP | Utilities | UT | WWTP-UT | Water Supply | WASY |  | WWTP-UT-WASY |  | ADH Diagram Workshop: L7 Non Process | 7 | 15 | 120
Waste Water Treatment Plant | WWTP | Control System | CS | WWTP-CS | Building Management System | BMS |  | WWTP-CS-BMS |  | ADH Diagram Workshop: L7 Non Process | 7 | 16 | 23
Waste Water Treatment Plant | WWTP | Control System | CS | WWTP-CS | Control | CTRL |  | WWTP-CS-CTRL |  | ADH Diagram Workshop: L7 Non Process | 7 | 16 | 35
Waste Water Treatment Plant | WWTP | Control System | CS | WWTP-CS | SCADA | SCDA |  | WWTP-CS-SCDA |  | ADH Diagram Workshop: L7 Non Process | 7 | 16 | 89
Waste Water Treatment Plant | WWTP | Control System | CS | WWTP-CS | Telemetry | TELM |  | WWTP-CS-TELM |  | ADH Diagram Workshop: L7 Non Process | 7 | 16 | 117
Waste Water Treatment Plant | WWTP | 3rd Party Infrastructure | TP | WWTP-TP | Non-Process Building | NPRB |  | WWTP-TP-NPRB |  | ADH Diagram Workshop: L7 Non Process | 7 | 17 | 73
Waste Water Network Pumping Station | WWNPS | Raw Sewage | RS | WWNPS-RS | Chemical Dosing Odour Control | CHOC |  | WWNPS-RS-CHOC |  | ADH Diagram Workshop | 8 | 5 | 24
Waste Water Network Pumping Station | WWNPS | Raw Sewage | RS | WWNPS-RS | Chemical Dosing Oxidation | CHDX |  | WWNPS-RS-CHDX |  | ADH Diagram Workshop | 8 | 5 | 26
Waste Water Network Pumping Station | WWNPS | Raw Sewage | RS | WWNPS-RS | Import Sludge Or Liquid | IMSL |  | WWNPS-RS-IMSL |  | ADH Diagram Workshop | 8 | 5 | 60
Waste Water Network Pumping Station | WWNPS | Raw Sewage | RS | WWNPS-RS | Odour Containment | ODCN |  | WWNPS-RS-ODCN |  | ADH Diagram Workshop | 8 | 5 | 79
Waste Water Network Pumping Station | WWNPS | Raw Sewage | RS | WWNPS-RS | Odour Treatment | ODTR |  | WWNPS-RS-ODTR |  | ADH Diagram Workshop | 8 | 5 | 80
Waste Water Network Pumping Station | WWNPS | Preliminary Treatment | PL | WWNPS-PL | Chemical Dosing Odour Control | CHOC |  | WWNPS-PL-CHOC |  | ADH Diagram Workshop | 8 | 6 | 24
Waste Water Network Pumping Station | WWNPS | Preliminary Treatment | PL | WWNPS-PL | Fat Or Oil Or Grease Removal | FOGR |  | WWNPS-PL-FOGR |  | ARDCP ADH MAP v.1.7.4 | 8 | 6 | 44
Waste Water Network Pumping Station | WWNPS | Preliminary Treatment | PL | WWNPS-PL | Grit Removal | GRRM |  | WWNPS-PL-GRRM |  | ARDCP ADH MAP v.1.7.4 | 8 | 6 | 57
Waste Water Network Pumping Station | WWNPS | Preliminary Treatment | PL | WWNPS-PL | Maceration | MACN |  | WWNPS-PL-MACN |  | ARDCP ADH MAP v.1.7.4 | 8 | 6 | 68
Waste Water Network Pumping Station | WWNPS | Preliminary Treatment | PL | WWNPS-PL | Odour Treatment | ODTR |  | WWNPS-PL-ODTR |  | ADH Diagram Workshop | 8 | 6 | 80
Waste Water Network Pumping Station | WWNPS | Preliminary Treatment | PL | WWNPS-PL | Screening Coarse | SCRC |  | WWNPS-PL-SCRC |  | ARDCP ADH MAP v.1.7.4 | 8 | 6 | 90
Waste Water Network Pumping Station | WWNPS | Preliminary Treatment | PL | WWNPS-PL | Screening Fine | SCRF |  | WWNPS-PL-SCRF | CF | Valid classifications combinations from Logix 02.06.2020 | 8 | 6 | 91
Waste Water Network Pumping Station | WWNPS | Preliminary Treatment | PL | WWNPS-PL | Screenings Handling | SCRH |  | WWNPS-PL-SCRH |  | ARDCP ADH MAP v.1.7.4 | 8 | 6 | 93
Waste Water Network Pumping Station | WWNPS | Excess Influent Management | IM | WWNPS-IM | Overflow | EMOF |  | WWNPS-IM-EMOF |  | ARDCP ADH MAP v.1.7.4 | 8 | 11 | 42 | 13/05/21: As per Tom Quigley changed from 'Emergency Overflow' to 'Overflow'
Waste Water Network Pumping Station | WWNPS | Excess Influent Management | IM | WWNPS-IM | Inlet Overflow Management | IOM |  | WWNPS-IM-IOM |  | ARDCP ADH MAP v.1.7.4 | 8 | 11 | 63
Waste Water Network Pumping Station | WWNPS | Excess Influent Management | IM | WWNPS-IM | Odour Containment | ODCN |  | WWNPS-IM-ODCN |  | ADH Diagram Workshop | 8 | 11 | 79
Waste Water Network Pumping Station | WWNPS | Excess Influent Management | IM | WWNPS-IM | Odour Treatment | ODTR |  | WWNPS-IM-ODTR |  | ADH Diagram Workshop | 8 | 11 | 80
Waste Water Network Pumping Station | WWNPS | Excess Influent Management | IM | WWNPS-IM | Storm Tank | STTK |  | WWNPS-IM-STTK |  | ARDCP ADH MAP v.1.7.4 | 8 | 11 | 114
Waste Water Network Pumping Station | WWNPS | Excess Influent Management | IM | WWNPS-IM | Storm Tank Overflow | STOF |  | WWNPS-IM-STOF |  | ARDCP ADH MAP v.1.7.4 | 8 | 11 | 115
Waste Water Network Pumping Station | WWNPS | Facilities | FC | WWNPS-FC | Access Road and Path | ARP |  | WWNPS-FC-ARP |  | ADH Diagram Workshop: L7 Non Process | 8 | 13 | 2
Waste Water Network Pumping Station | WWNPS | Facilities | FC | WWNPS-FC | Alarm System | FIAS |  | WWNPS-FC-FIAS |  | ADH Diagram Workshop: L7 Non Process | 8 | 13 | 15
Waste Water Network Pumping Station | WWNPS | Facilities | FC | WWNPS-FC | Boundary | BDY |  | WWNPS-FC-BDY |  | ADH Diagram Workshop: L7 Non Process | 8 | 13 | 22
Waste Water Network Pumping Station | WWNPS | Facilities | FC | WWNPS-FC | Fire Fighting | FRFI |  | WWNPS-FC-FRFI |  | ADH Diagram Workshop: L7 Non Process | 8 | 13 | 52
Waste Water Network Pumping Station | WWNPS | Facilities | FC | WWNPS-FC | Site Drainage | SIDR |  | WWNPS-FC-SIDR |  | ADH Diagram Workshop: L7 Non Process | 8 | 13 | 54 | 10/06/2022: Changed from Foul Drainage to Site Drainage
Waste Water Network Pumping Station | WWNPS | Facilities | FC | WWNPS-FC | H and S Equipment | HSEQ |  | WWNPS-FC-HSEQ |  | ADH Diagram Workshop: L7 Non Process | 8 | 13 | 58
Waste Water Network Pumping Station | WWNPS | Facilities | FC | WWNPS-FC | Non Proc Level Or Flow Or Pressure Meas | NLFP |  | WWNPS-FC-NLFP |  | ADH Diagram Workshop: L7 Non Process | 8 | 13 | 72
Waste Water Network Pumping Station | WWNPS | Facilities | FC | WWNPS-FC | Non-Process Building | NPRB |  | WWNPS-FC-NPRB |  | ADH Diagram Workshop: L7 Non Process | 8 | 13 | 73
Waste Water Network Pumping Station | WWNPS | Facilities | FC | WWNPS-FC | Pipe Bridge Or Other Struct | PBOS |  | WWNPS-FC-PBOS |  | ADH Diagram Workshop: L7 Non Process | 8 | 13 | 84
Waste Water Network Pumping Station | WWNPS | Facilities | FC | WWNPS-FC | Process Building | PRBL |  | WWNPS-FC-PRBL |  | ADH Diagram Workshop: L7 Non Process | 8 | 13 | 86
Waste Water Network Pumping Station | WWNPS | Facilities | FC | WWNPS-FC | Road Bridge | RDBR |  | WWNPS-FC-RDBR |  | ADH Diagram Workshop: L7 Non Process | 8 | 13 | 88
Waste Water Network Pumping Station | WWNPS | Facilities | FC | WWNPS-FC | Site Lighting | STLI |  | WWNPS-FC-STLI |  | ADH Diagram Workshop: L7 Non Process | 8 | 13 | 97
Waste Water Network Pumping Station | WWNPS | Facilities | FC | WWNPS-FC | Site Security and Access Control | SSAC |  | WWNPS-FC-SSAC |  | ADH Diagram Workshop: L7 Non Process | 8 | 13 | 98
Waste Water Network Pumping Station | WWNPS | Power System | PS | WWNPS-PS | Earthing | ERTH |  | WWNPS-PS-ERTH |  | ADH Diagram Workshop: L7 Non Process | 8 | 14 | 41
Waste Water Network Pumping Station | WWNPS | Power System | PS | WWNPS-PS | HV System | HVSY |  | WWNPS-PS-HVSY |  | ADH Diagram Workshop: L7 Non Process | 8 | 14 | 59
Waste Water Network Pumping Station | WWNPS | Power System | PS | WWNPS-PS | LV System | LVSY |  | WWNPS-PS-LVSY |  | ADH Diagram Workshop: L7 Non Process | 8 | 14 | 67
Waste Water Network Pumping Station | WWNPS | Power System | PS | WWNPS-PS | Motor Control Centre | MCC |  | WWNPS-PS-MCC |  | ADH Diagram Workshop: L7 Non Process | 8 | 14 | 70
Waste Water Network Pumping Station | WWNPS | Power System | PS | WWNPS-PS | MV System | MVSY |  | WWNPS-PS-MVSY |  | ADH Diagram Workshop: L7 Non Process | 8 | 14 | 71
Waste Water Network Pumping Station | WWNPS | Power System | PS | WWNPS-PS | Power Generation System | PGEN |  | WWNPS-PS-PGEN |  | ADH Diagram Workshop: L7 Non Process | 8 | 14 | 85
Waste Water Network Pumping Station | WWNPS | Power System | PS | WWNPS-PS | Renewable Energy System | REEN |  | WWNPS-PS-REEN |  | ADH Diagram Workshop: L7 Non Process | 8 | 14 | 87
Waste Water Network Pumping Station | WWNPS | Utilities | UT | WWNPS-UT | Gas Supply | GASS |  | WWNPS-UT-GASS |  | ADH Diagram Workshop: L7 Non Process | 8 | 15 | 55
Waste Water Network Pumping Station | WWNPS | Utilities | UT | WWNPS-UT | Waste Management Or Disposal | WMDS |  | WWNPS-UT-WMDS |  | ADH Diagram Workshop: L7 Non Process | 8 | 15 | 119
Waste Water Network Pumping Station | WWNPS | Utilities | UT | WWNPS-UT | Water Supply | WASY |  | WWNPS-UT-WASY |  | ADH Diagram Workshop: L7 Non Process | 8 | 15 | 120
Waste Water Network Pumping Station | WWNPS | Control System | CS | WWNPS-CS | Building Management System | BMS |  | WWNPS-CS-BMS |  | ADH Diagram Workshop: L7 Non Process | 8 | 16 | 23
Waste Water Network Pumping Station | WWNPS | Control System | CS | WWNPS-CS | Control | CTRL |  | WWNPS-CS-CTRL |  | ADH Diagram Workshop: L7 Non Process | 8 | 16 | 35
Waste Water Network Pumping Station | WWNPS | Control System | CS | WWNPS-CS | SCADA | SCDA |  | WWNPS-CS-SCDA |  | ADH Diagram Workshop: L7 Non Process | 8 | 16 | 89
Waste Water Network Pumping Station | WWNPS | Control System | CS | WWNPS-CS | Telemetry | TELM |  | WWNPS-CS-TELM |  | ADH Diagram Workshop: L7 Non Process | 8 | 16 | 117
Waste Water Network Pumping Station | WWNPS | 3rd Party Infrastructure | TP | WWNPS-TP | Non-Process Building | NPRB |  | WWNPS-TP-NPRB |  | ADH Diagram Workshop: L7 Non Process | 8 | 17 | 73
Waste Water Network Monitoring Point | WWNMP | Facilities | FC | WWNMP-FC | Access Road and Path | ARP |  | WWNMP-FC-ARP |  | ADH Diagram Workshop: L7 Non Process | 9 | 13 | 2
Waste Water Network Monitoring Point | WWNMP | Facilities | FC | WWNMP-FC | Alarm System | FIAS |  | WWNMP-FC-FIAS |  | ADH Diagram Workshop: L7 Non Process | 9 | 13 | 15
Waste Water Network Monitoring Point | WWNMP | Facilities | FC | WWNMP-FC | Boundary | BDY |  | WWNMP-FC-BDY |  | ADH Diagram Workshop: L7 Non Process | 9 | 13 | 22
Waste Water Network Monitoring Point | WWNMP | Facilities | FC | WWNMP-FC | Fire Fighting | FRFI |  | WWNMP-FC-FRFI |  | ADH Diagram Workshop: L7 Non Process | 9 | 13 | 52
Waste Water Network Monitoring Point | WWNMP | Facilities | FC | WWNMP-FC | Site Drainage | SIDR |  | WWNMP-FC-SIDR |  | ADH Diagram Workshop: L7 Non Process | 9 | 13 | 54 | 10/06/2022: Changed from Foul Drainage to Site Drainage
Waste Water Network Monitoring Point | WWNMP | Facilities | FC | WWNMP-FC | H and S Equipment | HSEQ |  | WWNMP-FC-HSEQ |  | ADH Diagram Workshop: L7 Non Process | 9 | 13 | 58
Waste Water Network Monitoring Point | WWNMP | Facilities | FC | WWNMP-FC | Non Proc Level Or Flow Or Pressure Meas | NLFP |  | WWNMP-FC-NLFP |  | ADH Diagram Workshop: L7 Non Process | 9 | 13 | 72
Waste Water Network Monitoring Point | WWNMP | Facilities | FC | WWNMP-FC | Non-Process Building | NPRB |  | WWNMP-FC-NPRB |  | ADH Diagram Workshop: L7 Non Process | 9 | 13 | 73
Waste Water Network Monitoring Point | WWNMP | Facilities | FC | WWNMP-FC | Pipe Bridge Or Other Struct | PBOS |  | WWNMP-FC-PBOS |  | ADH Diagram Workshop: L7 Non Process | 9 | 13 | 84
Waste Water Network Monitoring Point | WWNMP | Facilities | FC | WWNMP-FC | Process Building | PRBL |  | WWNMP-FC-PRBL |  | ADH Diagram Workshop: L7 Non Process | 9 | 13 | 86
Waste Water Network Monitoring Point | WWNMP | Facilities | FC | WWNMP-FC | Road Bridge | RDBR |  | WWNMP-FC-RDBR |  | ADH Diagram Workshop: L7 Non Process | 9 | 13 | 88
Waste Water Network Monitoring Point | WWNMP | Facilities | FC | WWNMP-FC | Site Lighting | STLI |  | WWNMP-FC-STLI |  | ADH Diagram Workshop: L7 Non Process | 9 | 13 | 97
Waste Water Network Monitoring Point | WWNMP | Facilities | FC | WWNMP-FC | Site Security and Access Control | SSAC |  | WWNMP-FC-SSAC |  | ADH Diagram Workshop: L7 Non Process | 9 | 13 | 98
Waste Water Network Monitoring Point | WWNMP | Power System | PS | WWNMP-PS | Earthing | ERTH |  | WWNMP-PS-ERTH |  | ADH Diagram Workshop: L7 Non Process | 9 | 14 | 41
Waste Water Network Monitoring Point | WWNMP | Power System | PS | WWNMP-PS | HV System | HVSY |  | WWNMP-PS-HVSY |  | ADH Diagram Workshop: L7 Non Process | 9 | 14 | 59
Waste Water Network Monitoring Point | WWNMP | Power System | PS | WWNMP-PS | LV System | LVSY |  | WWNMP-PS-LVSY |  | ADH Diagram Workshop: L7 Non Process | 9 | 14 | 67
Waste Water Network Monitoring Point | WWNMP | Power System | PS | WWNMP-PS | Motor Control Centre | MCC |  | WWNMP-PS-MCC |  | ADH Diagram Workshop: L7 Non Process | 9 | 14 | 70
Waste Water Network Monitoring Point | WWNMP | Power System | PS | WWNMP-PS | MV System | MVSY |  | WWNMP-PS-MVSY |  | ADH Diagram Workshop: L7 Non Process | 9 | 14 | 71
Waste Water Network Monitoring Point | WWNMP | Power System | PS | WWNMP-PS | Power Generation System | PGEN |  | WWNMP-PS-PGEN |  | ADH Diagram Workshop: L7 Non Process | 9 | 14 | 85
Waste Water Network Monitoring Point | WWNMP | Power System | PS | WWNMP-PS | Renewable Energy System | REEN |  | WWNMP-PS-REEN |  | ADH Diagram Workshop: L7 Non Process | 9 | 14 | 87
Waste Water Network Monitoring Point | WWNMP | Utilities | UT | WWNMP-UT | Gas Supply | GASS |  | WWNMP-UT-GASS |  | ADH Diagram Workshop: L7 Non Process | 9 | 15 | 55
Waste Water Network Monitoring Point | WWNMP | Utilities | UT | WWNMP-UT | Waste Management Or Disposal | WMDS |  | WWNMP-UT-WMDS |  | ADH Diagram Workshop: L7 Non Process | 9 | 15 | 119
Waste Water Network Monitoring Point | WWNMP | Utilities | UT | WWNMP-UT | Water Supply | WASY |  | WWNMP-UT-WASY |  | ADH Diagram Workshop: L7 Non Process | 9 | 15 | 120
Waste Water Network Monitoring Point | WWNMP | Control System | CS | WWNMP-CS | Building Management System | BMS |  | WWNMP-CS-BMS |  | ADH Diagram Workshop: L7 Non Process | 9 | 16 | 23
Waste Water Network Monitoring Point | WWNMP | Control System | CS | WWNMP-CS | Control | CTRL |  | WWNMP-CS-CTRL |  | ADH Diagram Workshop: L7 Non Process | 9 | 16 | 35
Waste Water Network Monitoring Point | WWNMP | Control System | CS | WWNMP-CS | SCADA | SCDA |  | WWNMP-CS-SCDA |  | ADH Diagram Workshop: L7 Non Process | 9 | 16 | 89
Waste Water Network Monitoring Point | WWNMP | Control System | CS | WWNMP-CS | Telemetry | TELM |  | WWNMP-CS-TELM |  | ADH Diagram Workshop: L7 Non Process | 9 | 16 | 117
Waste Water Network Monitoring Point | WWNMP | 3rd Party Infrastructure | TP | WWNMP-TP | Non-Process Building | NPRB |  | WWNMP-TP-NPRB |  | ADH Diagram Workshop: L7 Non Process | 9 | 17 | 73
Waste Water Network Overflow Chamber | WWNOC | Excess Influent Management | IM | WWNOC-IM | Overflow | EMOF |  | WWNOC-IM-EMOF |  | ARDCP ADH MAP v.1.7.4 | 10 | 11 | 42 | 13/05/21: As per Tom Quigley changed from 'Emergency Overflow' to 'Overflow'
Waste Water Network Overflow Chamber | WWNOC | Excess Influent Management | IM | WWNOC-IM | Inlet Overflow Management | IOM |  | WWNOC-IM-IOM | CF | Valid classifications combinations from Logix 02.06.2020 | 10 | 11 | 63
Waste Water Network Overflow Chamber | WWNOC | Excess Influent Management | IM | WWNOC-IM | Storm Tank | STTK |  | WWNOC-IM-STTK | CF | Valid classifications combinations from Logix 02.06.2020 | 10 | 11 | 114
Waste Water Network Overflow Chamber | WWNOC | Excess Influent Management | IM | WWNOC-IM | Storm Tank Overflow | STOF |  | WWNOC-IM-STOF | CF | Valid classifications combinations from Logix 02.06.2020 | 10 | 11 | 115
Waste Water Network Overflow Chamber | WWNOC | Facilities | FC | WWNOC-FC | Access Road and Path | ARP |  | WWNOC-FC-ARP |  | ADH Diagram Workshop: L7 Non Process | 10 | 13 | 2
Waste Water Network Overflow Chamber | WWNOC | Facilities | FC | WWNOC-FC | Alarm System | FIAS |  | WWNOC-FC-FIAS |  | ADH Diagram Workshop: L7 Non Process | 10 | 13 | 15
Waste Water Network Overflow Chamber | WWNOC | Facilities | FC | WWNOC-FC | Boundary | BDY |  | WWNOC-FC-BDY |  | ADH Diagram Workshop: L7 Non Process | 10 | 13 | 22
Waste Water Network Overflow Chamber | WWNOC | Facilities | FC | WWNOC-FC | Fire Fighting | FRFI |  | WWNOC-FC-FRFI |  | ADH Diagram Workshop: L7 Non Process | 10 | 13 | 52
Waste Water Network Overflow Chamber | WWNOC | Facilities | FC | WWNOC-FC | Site Drainage | SIDR |  | WWNOC-FC-SIDR |  | ADH Diagram Workshop: L7 Non Process | 10 | 13 | 54 | 10/06/2022: Changed from Foul Drainage to Site Drainage
Waste Water Network Overflow Chamber | WWNOC | Facilities | FC | WWNOC-FC | H and S Equipment | HSEQ |  | WWNOC-FC-HSEQ |  | ADH Diagram Workshop: L7 Non Process | 10 | 13 | 58
Waste Water Network Overflow Chamber | WWNOC | Facilities | FC | WWNOC-FC | Non Proc Level Or Flow Or Pressure Meas | NLFP |  | WWNOC-FC-NLFP |  | ADH Diagram Workshop: L7 Non Process | 10 | 13 | 72
Waste Water Network Overflow Chamber | WWNOC | Facilities | FC | WWNOC-FC | Non-Process Building | NPRB |  | WWNOC-FC-NPRB |  | ADH Diagram Workshop: L7 Non Process | 10 | 13 | 73
Waste Water Network Overflow Chamber | WWNOC | Facilities | FC | WWNOC-FC | Pipe Bridge Or Other Struct | PBOS |  | WWNOC-FC-PBOS |  | ADH Diagram Workshop: L7 Non Process | 10 | 13 | 84
Waste Water Network Overflow Chamber | WWNOC | Facilities | FC | WWNOC-FC | Process Building | PRBL |  | WWNOC-FC-PRBL |  | ADH Diagram Workshop: L7 Non Process | 10 | 13 | 86
Waste Water Network Overflow Chamber | WWNOC | Facilities | FC | WWNOC-FC | Road Bridge | RDBR |  | WWNOC-FC-RDBR |  | ADH Diagram Workshop: L7 Non Process | 10 | 13 | 88
Waste Water Network Overflow Chamber | WWNOC | Facilities | FC | WWNOC-FC | Site Lighting | STLI |  | WWNOC-FC-STLI |  | ADH Diagram Workshop: L7 Non Process | 10 | 13 | 97
Waste Water Network Overflow Chamber | WWNOC | Facilities | FC | WWNOC-FC | Site Security and Access Control | SSAC |  | WWNOC-FC-SSAC |  | ADH Diagram Workshop: L7 Non Process | 10 | 13 | 98
Waste Water Network Overflow Chamber | WWNOC | Power System | PS | WWNOC-PS | Earthing | ERTH |  | WWNOC-PS-ERTH |  | ADH Diagram Workshop: L7 Non Process | 10 | 14 | 41
Waste Water Network Overflow Chamber | WWNOC | Power System | PS | WWNOC-PS | HV System | HVSY |  | WWNOC-PS-HVSY |  | ADH Diagram Workshop: L7 Non Process | 10 | 14 | 59
Waste Water Network Overflow Chamber | WWNOC | Power System | PS | WWNOC-PS | LV System | LVSY |  | WWNOC-PS-LVSY |  | ADH Diagram Workshop: L7 Non Process | 10 | 14 | 67
Waste Water Network Overflow Chamber | WWNOC | Power System | PS | WWNOC-PS | Motor Control Centre | MCC |  | WWNOC-PS-MCC |  | ADH Diagram Workshop: L7 Non Process | 10 | 14 | 70
Waste Water Network Overflow Chamber | WWNOC | Power System | PS | WWNOC-PS | MV System | MVSY |  | WWNOC-PS-MVSY |  | ADH Diagram Workshop: L7 Non Process | 10 | 14 | 71
Waste Water Network Overflow Chamber | WWNOC | Power System | PS | WWNOC-PS | Power Generation System | PGEN |  | WWNOC-PS-PGEN |  | ADH Diagram Workshop: L7 Non Process | 10 | 14 | 85
Waste Water Network Overflow Chamber | WWNOC | Power System | PS | WWNOC-PS | Renewable Energy System | REEN |  | WWNOC-PS-REEN |  | ADH Diagram Workshop: L7 Non Process | 10 | 14 | 87
Waste Water Network Overflow Chamber | WWNOC | Utilities | UT | WWNOC-UT | Gas Supply | GASS |  | WWNOC-UT-GASS |  | ADH Diagram Workshop: L7 Non Process | 10 | 15 | 55
Waste Water Network Overflow Chamber | WWNOC | Utilities | UT | WWNOC-UT | Waste Management Or Disposal | WMDS |  | WWNOC-UT-WMDS |  | ADH Diagram Workshop: L7 Non Process | 10 | 15 | 119
Waste Water Network Overflow Chamber | WWNOC | Utilities | UT | WWNOC-UT | Water Supply | WASY |  | WWNOC-UT-WASY |  | ADH Diagram Workshop: L7 Non Process | 10 | 15 | 120
Waste Water Network Overflow Chamber | WWNOC | Control System | CS | WWNOC-CS | Building Management System | BMS |  | WWNOC-CS-BMS |  | ADH Diagram Workshop: L7 Non Process | 10 | 16 | 23
Waste Water Network Overflow Chamber | WWNOC | Control System | CS | WWNOC-CS | Control | CTRL |  | WWNOC-CS-CTRL |  | ADH Diagram Workshop: L7 Non Process | 10 | 16 | 35
Waste Water Network Overflow Chamber | WWNOC | Control System | CS | WWNOC-CS | SCADA | SCDA |  | WWNOC-CS-SCDA |  | ADH Diagram Workshop: L7 Non Process | 10 | 16 | 89
Waste Water Network Overflow Chamber | WWNOC | Control System | CS | WWNOC-CS | Telemetry | TELM |  | WWNOC-CS-TELM |  | ADH Diagram Workshop: L7 Non Process | 10 | 16 | 117
Waste Water Network Overflow Chamber | WWNOC | 3rd Party Infrastructure | TP | WWNOC-TP | Non-Process Building | NPRB |  | WWNOC-TP-NPRB |  | ADH Diagram Workshop: L7 Non Process | 10 | 17 | 73
Waste Water Outfall | WWO | Excess Influent Management | IM | WWO-IM | Overflow | EMOF |  | WWO-IM-EMOF |  | ARDCP ADH MAP v.1.7.4 | 11 | 11 | 42 | 13/05/21: As per Tom Quigley changed from 'Emergency Overflow' to 'Overflow'
Waste Water Outfall | WWO | Excess Influent Management | IM | WWO-IM | Inlet Overflow Management | IOM |  | WWO-IM-IOM |  | ARDCP ADH MAP v.1.7.4 | 11 | 11 | 63
Waste Water Outfall | WWO | Final Effluent Discharge | FE | WWO-FE | Outfall Diffuser | OFDF |  | WWO-FE-OFDF |  | ARDCP ADH MAP v.1.7.4 | 11 | 12 | 81
Waste Water Outfall | WWO | Final Effluent Discharge | FE | WWO-FE | Outfall Structure | OFST |  | WWO-FE-OFST |  | ARDCP ADH MAP v.1.7.4 | 11 | 12 | 82
Waste Water Outfall | WWO | Facilities | FC | WWO-FC | Access Road and Path | ARP |  | WWO-FC-ARP |  | ADH Diagram Workshop: L7 Non Process | 11 | 13 | 2
Waste Water Outfall | WWO | Facilities | FC | WWO-FC | Alarm System | FIAS |  | WWO-FC-FIAS |  | ADH Diagram Workshop: L7 Non Process | 11 | 13 | 15
Waste Water Outfall | WWO | Facilities | FC | WWO-FC | Boundary | BDY |  | WWO-FC-BDY |  | ADH Diagram Workshop: L7 Non Process | 11 | 13 | 22
Waste Water Outfall | WWO | Facilities | FC | WWO-FC | Fire Fighting | FRFI |  | WWO-FC-FRFI |  | ADH Diagram Workshop: L7 Non Process | 11 | 13 | 52
Waste Water Outfall | WWO | Facilities | FC | WWO-FC | Site Drainage | SIDR |  | WWO-FC-SIDR |  | ADH Diagram Workshop: L7 Non Process | 11 | 13 | 54 | 10/06/2022: Changed from Foul Drainage to Site Drainage
Waste Water Outfall | WWO | Facilities | FC | WWO-FC | H and S Equipment | HSEQ |  | WWO-FC-HSEQ |  | ADH Diagram Workshop: L7 Non Process | 11 | 13 | 58
Waste Water Outfall | WWO | Facilities | FC | WWO-FC | Non Proc Level Or Flow Or Pressure Meas | NLFP |  | WWO-FC-NLFP |  | ADH Diagram Workshop: L7 Non Process | 11 | 13 | 72
Waste Water Outfall | WWO | Facilities | FC | WWO-FC | Non-Process Building | NPRB |  | WWO-FC-NPRB |  | ADH Diagram Workshop: L7 Non Process | 11 | 13 | 73
Waste Water Outfall | WWO | Facilities | FC | WWO-FC | Pipe Bridge Or Other Struct | PBOS |  | WWO-FC-PBOS |  | ADH Diagram Workshop: L7 Non Process | 11 | 13 | 84
Waste Water Outfall | WWO | Facilities | FC | WWO-FC | Process Building | PRBL |  | WWO-FC-PRBL |  | ADH Diagram Workshop: L7 Non Process | 11 | 13 | 86
Waste Water Outfall | WWO | Facilities | FC | WWO-FC | Road Bridge | RDBR |  | WWO-FC-RDBR |  | ADH Diagram Workshop: L7 Non Process | 11 | 13 | 88
Waste Water Outfall | WWO | Facilities | FC | WWO-FC | Site Lighting | STLI |  | WWO-FC-STLI |  | ADH Diagram Workshop: L7 Non Process | 11 | 13 | 97
Waste Water Outfall | WWO | Facilities | FC | WWO-FC | Site Security and Access Control | SSAC |  | WWO-FC-SSAC |  | ADH Diagram Workshop: L7 Non Process | 11 | 13 | 98
Waste Water Outfall | WWO | Power System | PS | WWO-PS | Earthing | ERTH |  | WWO-PS-ERTH |  | ADH Diagram Workshop: L7 Non Process | 11 | 14 | 41
Waste Water Outfall | WWO | Power System | PS | WWO-PS | HV System | HVSY |  | WWO-PS-HVSY |  | ADH Diagram Workshop: L7 Non Process | 11 | 14 | 59
Waste Water Outfall | WWO | Power System | PS | WWO-PS | LV System | LVSY |  | WWO-PS-LVSY |  | ADH Diagram Workshop: L7 Non Process | 11 | 14 | 67
Waste Water Outfall | WWO | Power System | PS | WWO-PS | Motor Control Centre | MCC |  | WWO-PS-MCC |  | ADH Diagram Workshop: L7 Non Process | 11 | 14 | 70
Waste Water Outfall | WWO | Power System | PS | WWO-PS | MV System | MVSY |  | WWO-PS-MVSY |  | ADH Diagram Workshop: L7 Non Process | 11 | 14 | 71
Waste Water Outfall | WWO | Power System | PS | WWO-PS | Power Generation System | PGEN |  | WWO-PS-PGEN |  | ADH Diagram Workshop: L7 Non Process | 11 | 14 | 85
Waste Water Outfall | WWO | Power System | PS | WWO-PS | Renewable Energy System | REEN |  | WWO-PS-REEN |  | ADH Diagram Workshop: L7 Non Process | 11 | 14 | 87
Waste Water Outfall | WWO | Utilities | UT | WWO-UT | Gas Supply | GASS |  | WWO-UT-GASS |  | ADH Diagram Workshop: L7 Non Process | 11 | 15 | 55
Waste Water Outfall | WWO | Utilities | UT | WWO-UT | Waste Management Or Disposal | WMDS |  | WWO-UT-WMDS |  | ADH Diagram Workshop: L7 Non Process | 11 | 15 | 119
Waste Water Outfall | WWO | Utilities | UT | WWO-UT | Water Supply | WASY |  | WWO-UT-WASY |  | ADH Diagram Workshop: L7 Non Process | 11 | 15 | 120
Waste Water Outfall | WWO | Control System | CS | WWO-CS | Building Management System | BMS |  | WWO-CS-BMS |  | ADH Diagram Workshop: L7 Non Process | 11 | 16 | 23
Waste Water Outfall | WWO | Control System | CS | WWO-CS | Control | CTRL |  | WWO-CS-CTRL |  | ADH Diagram Workshop: L7 Non Process | 11 | 16 | 35
Waste Water Outfall | WWO | Control System | CS | WWO-CS | SCADA | SCDA |  | WWO-CS-SCDA |  | ADH Diagram Workshop: L7 Non Process | 11 | 16 | 89
Waste Water Outfall | WWO | Control System | CS | WWO-CS | Telemetry | TELM |  | WWO-CS-TELM |  | ADH Diagram Workshop: L7 Non Process | 11 | 16 | 117
Waste Water Outfall | WWO | 3rd Party Infrastructure | TP | WWO-TP | Non-Process Building | NPRB |  | WWO-TP-NPRB |  | ADH Diagram Workshop: L7 Non Process | 11 | 17 | 73
Water Treatment Plant | DWTP | 3rd Party Infrastructure | TP | DWTP-TP | Power | PWR |  | DWTP-TP-PWR |  | ADH Diagram Workshop: L7 Non Process | 1 | 17 | 74 | Added 10/06/2022
Water Network Pumping Station | DWNPS | 3rd Party Infrastructure | TP | DWNPS-TP | Power | PWR |  | DWNPS-TP-PWR |  | ADH Diagram Workshop: L7 Non Process | 2 | 17 | 74 | Added 10/06/2022
Water Network Storage | DWNS | 3rd Party Infrastructure | TP | DWNS-TP | Power | PWR |  | DWNS-TP-PWR |  | ADH Diagram Workshop: L7 Non Process | 3 | 17 | 74 | Added 10/06/2022
Water Abstraction Point | DWAP | 3rd Party Infrastructure | TP | DWAP-TP | Power | PWR |  | DWAP-TP-PWR |  | ADH Diagram Workshop: L7 Non Process | 4 | 17 | 74 | Added 10/06/2022
Water Network Monitoring Point | DWNMP | 3rd Party Infrastructure | TP | DWNMP-TP | Power | PWR |  | DWNMP-TP-PWR |  | ADH Diagram Workshop: L7 Non Process | 5 | 17 | 74 | Added 10/06/2022
Raw Water Pumping Station | RWPS | 3rd Party Infrastructure | TP | RWPS-TP | Power | PWR |  | RWPS-TP-PWR |  | ADH Diagram Workshop: L7 Non Process | 6 | 17 | 74 | Added 10/06/2022
Waste Water Treatment Plant | WWTP | 3rd Party Infrastructure | TP | WWTP-TP | Power | PWR |  | WWTP-TP-PWR |  | ADH Diagram Workshop: L7 Non Process | 7 | 17 | 74 | Added 10/06/2022
Waste Water Network Pumping Station | WWNPS | 3rd Party Infrastructure | TP | WWNPS-TP | Power | PWR |  | WWNPS-TP-PWR |  | ADH Diagram Workshop: L7 Non Process | 8 | 17 | 74 | Added 10/06/2022
Waste Water Network Monitoring Point | WWNMP | 3rd Party Infrastructure | TP | WWNMP-TP | Power | PWR |  | WWNMP-TP-PWR |  | ADH Diagram Workshop: L7 Non Process | 9 | 17 | 74 | Added 10/06/2022
Waste Water Network Overflow Chamber | WWNOC | 3rd Party Infrastructure | TP | WWNOC-TP | Power | PWR |  | WWNOC-TP-PWR |  | ADH Diagram Workshop: L7 Non Process | 10 | 17 | 74 | Added 10/06/2022
Waste Water Outfall | WWO | 3rd Party Infrastructure | TP | WWO-TP | Power | PWR |  | WWO-TP-PWR |  | ADH Diagram Workshop: L7 Non Process | 11 | 17 | 74 | Added 10/06/2022
Water Treatment Plant | DWTP | 3rd Party Infrastructure | TP | DWTP-TP | Telecoms | TCMS |  | DWTP-TP-TCMS |  | ADH Diagram Workshop: L7 Non Process | 1 | 17 | 75 | Added 10/06/2022
Water Network Pumping Station | DWNPS | 3rd Party Infrastructure | TP | DWNPS-TP | Telecoms | TCMS |  | DWNPS-TP-TCMS |  | ADH Diagram Workshop: L7 Non Process | 2 | 17 | 75 | Added 10/06/2022
Water Network Storage | DWNS | 3rd Party Infrastructure | TP | DWNS-TP | Telecoms | TCMS |  | DWNS-TP-TCMS |  | ADH Diagram Workshop: L7 Non Process | 3 | 17 | 75 | Added 10/06/2022
Water Abstraction Point | DWAP | 3rd Party Infrastructure | TP | DWAP-TP | Telecoms | TCMS |  | DWAP-TP-TCMS |  | ADH Diagram Workshop: L7 Non Process | 4 | 17 | 75 | Added 10/06/2022
Water Network Monitoring Point | DWNMP | 3rd Party Infrastructure | TP | DWNMP-TP | Telecoms | TCMS |  | DWNMP-TP-TCMS |  | ADH Diagram Workshop: L7 Non Process | 5 | 17 | 75 | Added 10/06/2022
Raw Water Pumping Station | RWPS | 3rd Party Infrastructure | TP | RWPS-TP | Telecoms | TCMS |  | RWPS-TP-TCMS |  | ADH Diagram Workshop: L7 Non Process | 6 | 17 | 75 | Added 10/06/2022
Waste Water Treatment Plant | WWTP | 3rd Party Infrastructure | TP | WWTP-TP | Telecoms | TCMS |  | WWTP-TP-TCMS |  | ADH Diagram Workshop: L7 Non Process | 7 | 17 | 75 | Added 10/06/2022
Waste Water Network Pumping Station | WWNPS | 3rd Party Infrastructure | TP | WWNPS-TP | Telecoms | TCMS |  | WWNPS-TP-TCMS |  | ADH Diagram Workshop: L7 Non Process | 8 | 17 | 75 | Added 10/06/2022
Waste Water Network Monitoring Point | WWNMP | 3rd Party Infrastructure | TP | WWNMP-TP | Telecoms | TCMS |  | WWNMP-TP-TCMS |  | ADH Diagram Workshop: L7 Non Process | 9 | 17 | 75 | Added 10/06/2022
Waste Water Network Overflow Chamber | WWNOC | 3rd Party Infrastructure | TP | WWNOC-TP | Telecoms | TCMS |  | WWNOC-TP-TCMS |  | ADH Diagram Workshop: L7 Non Process | 10 | 17 | 75 | Added 10/06/2022
Waste Water Outfall | WWO | 3rd Party Infrastructure | TP | WWO-TP | Telecoms | TCMS |  | WWO-TP-TCMS |  | ADH Diagram Workshop: L7 Non Process | 11 | 17 | 75 | Added 10/06/2022
Water Treatment Plant | DWTP | 3rd Party Infrastructure | TP | DWTP-TP | GAS | GAS |  | DWTP-TP-GAS |  | ADH Diagram Workshop: L7 Non Process | 1 | 17 | 76 | Added 10/06/2022
Water Network Pumping Station | DWNPS | 3rd Party Infrastructure | TP | DWNPS-TP | GAS | GAS |  | DWNPS-TP-GAS |  | ADH Diagram Workshop: L7 Non Process | 2 | 17 | 76 | Added 10/06/2022
Water Network Storage | DWNS | 3rd Party Infrastructure | TP | DWNS-TP | GAS | GAS |  | DWNS-TP-GAS |  | ADH Diagram Workshop: L7 Non Process | 3 | 17 | 76 | Added 10/06/2022
Water Abstraction Point | DWAP | 3rd Party Infrastructure | TP | DWAP-TP | GAS | GAS |  | DWAP-TP-GAS |  | ADH Diagram Workshop: L7 Non Process | 4 | 17 | 76 | Added 10/06/2022
Water Network Monitoring Point | DWNMP | 3rd Party Infrastructure | TP | DWNMP-TP | GAS | GAS |  | DWNMP-TP-GAS |  | ADH Diagram Workshop: L7 Non Process | 5 | 17 | 76 | Added 10/06/2022
Raw Water Pumping Station | RWPS | 3rd Party Infrastructure | TP | RWPS-TP | GAS | GAS |  | RWPS-TP-GAS |  | ADH Diagram Workshop: L7 Non Process | 6 | 17 | 76 | Added 10/06/2022
Waste Water Treatment Plant | WWTP | 3rd Party Infrastructure | TP | WWTP-TP | GAS | GAS |  | WWTP-TP-GAS |  | ADH Diagram Workshop: L7 Non Process | 7 | 17 | 76 | Added 10/06/2022
Waste Water Network Pumping Station | WWNPS | 3rd Party Infrastructure | TP | WWNPS-TP | GAS | GAS |  | WWNPS-TP-GAS |  | ADH Diagram Workshop: L7 Non Process | 8 | 17 | 76 | Added 10/06/2022
Waste Water Network Monitoring Point | WWNMP | 3rd Party Infrastructure | TP | WWNMP-TP | GAS | GAS |  | WWNMP-TP-GAS |  | ADH Diagram Workshop: L7 Non Process | 9 | 17 | 76 | Added 10/06/2022
Waste Water Network Overflow Chamber | WWNOC | 3rd Party Infrastructure | TP | WWNOC-TP | GAS | GAS |  | WWNOC-TP-GAS |  | ADH Diagram Workshop: L7 Non Process | 10 | 17 | 76 | Added 10/06/2022
Waste Water Outfall | WWO | 3rd Party Infrastructure | TP | WWO-TP | GAS | GAS |  | WWO-TP-GAS |  | ADH Diagram Workshop: L7 Non Process | 11 | 17 | 76 | Added 10/06/2022

## Order (hidden)
L5 | L5 Ref | L5 Order No | L6 | L6 Ref | Comment | L5L6 | L6 Order No |  | L6 | L6 Ref | Comment | Order No | L7 | Ref | L7 Order No
Water Treatment Plant | DWTP | 1 | Raw Water | RW | Process Level | DWTP-RW | 1 |  | Raw Water | RW | Process Level | 1 | Abstraction And Intake Works | AIW | 1
Water Treatment Plant | DWTP | 1 | Settled Water | SW | Process Level | DWTP-SW | 2 |  | Settled Water | SW | Process Level | 2 | Access Road And Path | ARP | 2
Water Treatment Plant | DWTP | 1 | Filtered Water | FW | Process Level | DWTP-FW | 3 |  | Filtered Water | FW | Process Level | 3 | Activated Sludge Completely Mixed | ASGM | 3
Water Treatment Plant | DWTP | 1 | Treated Water | TW | Process Level | DWTP-TW | 4 |  | Treated Water | TW | Process Level | 4 | Activated Sludge High Intensity | ASGH | 4
Water Treatment Plant | DWTP | 1 | Sludge Treatment | SL | Process Level | DWTP-SL | 5 |  | Raw Sewage | RS | Process Level | 5 | Activated Sludge Orbital Process | ASGO | 5
Water Treatment Plant | DWTP | 1 | Facilities | FC | Non-Process Level | DWTP-FC | 18 |  | Preliminary Treatment | PL | Process Level | 6 | Activated Sludge Plug Flow | ASGP | 6
Water Treatment Plant | DWTP | 1 | Power System | PS | Non-Process Level | DWTP-PS | 19 |  | Primary Treatment | PT | Process Level | 7 | Activated Sludge Ras Sludge Re-Aeration | ASGR | 7
Water Treatment Plant | DWTP | 1 | Utilities | UT | Non-Process Level | DWTP-UT | 20 |  | Secondary Treatment | ST | Process Level | 8 | Activated Sludge Seq Batch Reactor | ASGS | 8
Water Treatment Plant | DWTP | 1 | Control System | CS | Non-Process Level | DWTP-CS | 21 |  | Tertiary Treatment | TT | Process Level | 9 | Activated Sludge Step Feed | ASGF | 9
Water Treatment Plant | DWTP | 1 | 3Rd Party Infrastructure | TP | Non-Process Level | DWTP-TP | 22 |  | Sludge Treatment | SL | Process Level | 10 | Activated Sludge Tapered Aeration | ASGT | 10
Water Network Pumping Station | DWNPS | 2 | Treated Water | TW | Process Level | DWNPS-TW | 4 |  | Excess Influent Management | IM | Process Level | 11 | Aeration Diffused Air | AERD | 11
Water Network Pumping Station | DWNPS | 2 | Facilities | FC | Non-Process Level | DWNPS-FC | 18 |  | Final Effluent Discharge | FE | Process Level | 12 | Aeration Pure Oxygen | AERO | 12
Water Network Pumping Station | DWNPS | 2 | Power System | PS | Non-Process Level | DWNPS-PS | 19 |  | Facilities | FC | Non-Process Level | 13 | Aeration Surface | AERS | 13
Water Network Pumping Station | DWNPS | 2 | Utilities | UT | Non-Process Level | DWNPS-UT | 20 |  | Power System | PS | Non-Process Level | 14 | Aeration Venturi | AERV | 14
Water Network Pumping Station | DWNPS | 2 | Control System | CS | Non-Process Level | DWNPS-CS | 21 |  | Utilities | UT | Non-Process Level | 15 | Alarm System | FIAS | 15
Water Network Pumping Station | DWNPS | 2 | 3Rd Party Infrastructure | TP | Non-Process Level | DWNPS-TP | 22 |  | Control System | CS | Non-Process Level | 16 | Bio Film (Ag) Package Plant | BFPP | 16
Water Network Storage | DWNS | 3 | Treated Water | TW | Process Level | DWNS-TW | 4 |  | 3Rd Party Infrastructure | TP | Non-Process Level | 17 | Bio Film (Ag) Rbc | BFRB | 17
Water Network Storage | DWNS | 3 | Facilities | FC | Non-Process Level | DWNS-FC | 18 | [5 empty] | Bio Film (Ag) Submerged Aerated Filter | BFSM | 18
Water Network Storage | DWNS | 3 | Power System | PS | Non-Process Level | DWNS-PS | 19 | [5 empty] | Bio Film (Ag) Trickling Filter | BFTB | 19
Water Network Storage | DWNS | 3 | Utilities | UT | Non-Process Level | DWNS-UT | 20 | [5 empty] | Bio Membrane | BIOM | 20
Water Network Storage | DWNS | 3 | Control System | CS | Non-Process Level | DWNS-CS | 21 | [5 empty] | Borehole And Adit | BHAD | 21
Water Network Storage | DWNS | 3 | 3Rd Party Infrastructure | TP | Non-Process Level | DWNS-TP | 22 | [5 empty] | Boundary | BDY | 22
Water Abstraction Point | DWAP | 4 | Raw Water | RW | Process Level | DWAP-RW | 1 | [5 empty] | Building Management System | BMS | 23
Water Abstraction Point | DWAP | 4 | Facilities | FC | Non-Process Level | DWAP-FC | 18 | [5 empty] | Chemical Dosing Odour Control | CHOC | 24
Water Abstraction Point | DWAP | 4 | Power System | PS | Non-Process Level | DWAP-PS | 19 | [5 empty] | Chemical Dosing Ortho-Phosphate | CHOP | 25
Water Abstraction Point | DWAP | 4 | Utilities | UT | Non-Process Level | DWAP-UT | 20 | [5 empty] | Chemical Dosing Oxidation | CHDX | 26
Water Abstraction Point | DWAP | 4 | Control System | CS | Non-Process Level | DWAP-CS | 21 | [5 empty] | Chemical Dosing Sludge Thickening | CHST | 27
Water Abstraction Point | DWAP | 4 | 3Rd Party Infrastructure | TP | Non-Process Level | DWAP-TP | 22 | [5 empty] | Clarification Ballasted Flocculation | CBFL | 28
Water Network Monitoring Point | DWNMP | 5 | Facilities | FC | Non-Process Level | DWNMP-FC | 18 | [5 empty] | Clarification Coarse Media Roughing Fltr | CLRF | 29
Water Network Monitoring Point | DWNMP | 5 | Power System | PS | Non-Process Level | DWNMP-PS | 19 | [5 empty] | Clarification Dissolved Air Flotation | CDAF | 30
Water Network Monitoring Point | DWNMP | 5 | Utilities | UT | Non-Process Level | DWNMP-UT | 20 | [5 empty] | Clarification Sedimentation | CLSO | 31
Water Network Monitoring Point | DWNMP | 5 | Control System | CS | Non-Process Level | DWNMP-CS | 21 | [5 empty] | Clarification Upflow Sludge Blanket | CUSB | 32
Water Network Monitoring Point | DWNMP | 5 | 3Rd Party Infrastructure | TP | Non-Process Level | DWNMP-TP | 22 | [5 empty] | Coagulation And Flocculation | COFL | 33
Raw Water Pumping Station | RWPS | 6 | Raw Water | RW | Process Level | RWPS-RW | 1 | [5 empty] | Constructed Wetlands | CWET | 34
Raw Water Pumping Station | RWPS | 6 | Facilities | FC | Non-Process Level | RWPS-FC | 18 | [5 empty] | Control | CTRL | 35
Raw Water Pumping Station | RWPS | 6 | Power System | PS | Non-Process Level | RWPS-PS | 19 | [5 empty] | Disinfection Chlorine Gas | DGAS | 36
Raw Water Pumping Station | RWPS | 6 | Utilities | UT | Non-Process Level | RWPS-UT | 20 | [5 empty] | Disinfection Ozone | DOZN | 37
Raw Water Pumping Station | RWPS | 6 | Control System | CS | Non-Process Level | RWPS-CS | 21 | [5 empty] | Disinfection Sodium Hypochlorite | DHYP | 38
Raw Water Pumping Station | RWPS | 6 | 3Rd Party Infrastructure | TP | Non-Process Level | RWPS-TP | 22 | [5 empty] | Disinfection Ultra Violet | DUV | 39
Waste Water Treatment Plant | WWTP | 7 | Raw Sewage | RS | Process Level | WWTP-RS | 11 | moved from generic |  |  |  |  | Dissolved Air Flotation | DAF | 40
Waste Water Treatment Plant | WWTP | 7 | Preliminary Treatment | PL | Process Level | WWTP-PL | 12 | [5 empty] | Earthing | ERTH | 41
Waste Water Treatment Plant | WWTP | 7 | Primary Treatment | PT | Process Level | WWTP-PT | 13 | [5 empty] | Emergency Overflow | EMOF | 42
Waste Water Treatment Plant | WWTP | 7 | Secondary Treatment | ST | Process Level | WWTP-ST | 14 | [5 empty] | Export Sludge | EXSL | 43
Waste Water Treatment Plant | WWTP | 7 | Tertiary Treatment | TT | Process Level | WWTP-TT | 15 | [5 empty] | Fat Or Oil Or Grease Removal | FOGR | 44
Waste Water Treatment Plant | WWTP | 7 | Excess Influent Management | IM | Process Level | WWTP-IM | 16 | [5 empty] | Filtration Cartridge | FCAR | 45
Waste Water Treatment Plant | WWTP | 7 | Final Effluent Discharge | FE | Process Level | WWTP-FE | 17 | [5 empty] | Filtration Gac | FGAC | 46
Waste Water Treatment Plant | WWTP | 7 | Sludge Treatment | SL | Process Level | WWTP-SL | 5 | [5 empty] | Filtration Membrane | FMEM | 47
Waste Water Treatment Plant | WWTP | 7 | Facilities | FC | Non-Process Level | WWTP-FC | 18 | [5 empty] | Filtration Pressure | FPRE | 48
Waste Water Treatment Plant | WWTP | 7 | Power System | PS | Non-Process Level | WWTP-PS | 19 | [5 empty] | Filtration Rapid Gravity - Primary | FRGF | 49
Waste Water Treatment Plant | WWTP | 7 | Utilities | UT | Non-Process Level | WWTP-UT | 20 | [5 empty] | Filtration Rapid Gravity - Secondary | FRGS | 50
Waste Water Treatment Plant | WWTP | 7 | Control System | CS | Non-Process Level | WWTP-CS | 21 | [5 empty] | Filtration Slow Sand | FSSF | 51
Waste Water Treatment Plant | WWTP | 7 | 3Rd Party Infrastructure | TP | Non-Process Level | WWTP-TP | 22 | [5 empty] | Fire Fighting | FRFI | 52
Waste Water Network Pumping Station | WWTP | 8 | Raw Sewage | RS | Process Level | WWTP-RS | 11 | moved from generic |  |  |  |  | Fluoridation | FLUO | 53
Waste Water Network Pumping Station | WWNPS | 8 | Preliminary Treatment | PL | Process Level | WWNPS-PL | 12 | [5 empty] | Foul Drainage | FLDR | 54
Waste Water Network Pumping Station | WWNPS | 8 | Excess Influent Management | IM | Process Level | WWNPS-IM | 16 | [5 empty] | Gas Supply | GASS | 55
Waste Water Network Pumping Station | WWNPS | 8 | Facilities | FC | Non-Process Level | WWNPS-FC | 18 | [5 empty] | Granular Activated Carbon Absorption | GACA | 56
Waste Water Network Pumping Station | WWNPS | 8 | Power System | PS | Non-Process Level | WWNPS-PS | 19 | [5 empty] | Grit Removal | GRRM | 57
Waste Water Network Pumping Station | WWNPS | 8 | Utilities | UT | Non-Process Level | WWNPS-UT | 20 | [5 empty] | H And S Equipment | HSEQ | 58
Waste Water Network Pumping Station | WWNPS | 8 | Control System | CS | Non-Process Level | WWNPS-CS | 21 | [5 empty] | Hv System | HVSY | 59
Waste Water Network Pumping Station | WWNPS | 8 | 3Rd Party Infrastructure | TP | Non-Process Level | WWNPS-TP | 22 | [5 empty] | Import Sludge Or Liquid | IMSL | 60
Waste Water Network Monitoring Point | WWNMP | 9 | Facilities | FC | Non-Process Level | WWNMP-FC | 18 | [5 empty] | Impounding Reservoir Overflow | IROF | 61
Waste Water Network Monitoring Point | WWNMP | 9 | Power System | PS | Non-Process Level | WWNMP-PS | 19 | [5 empty] | Impounding Reservoir Structure | IRST | 62
Waste Water Network Monitoring Point | WWNMP | 9 | Utilities | UT | Non-Process Level | WWNMP-UT | 20 | [5 empty] | Inlet Overflow Management | IOM | 63
Waste Water Network Monitoring Point | WWNMP | 9 | Control System | CS | Non-Process Level | WWNMP-CS | 21 | [5 empty] | Integrated Fixed Film Activated Sludge | FFAS | 64
Waste Water Network Monitoring Point | WWNMP | 9 | 3Rd Party Infrastructure | TP | Non-Process Level | WWNMP-TP | 22 | [5 empty] | Lab | LAB | 65
Waste Water Network Overflow Chamber | WWNOC | 10 | Excess Influent Management | IM | Process Level | WWNOC-IM | 16 | [5 empty] | Liquor Treatment | LQTR | 66
Waste Water Network Overflow Chamber | WWNOC | 10 | Facilities | FC | Non-Process Level | WWNOC-FC | 18 | [5 empty] | Lv System | LVSY | 67
Waste Water Network Overflow Chamber | WWNOC | 10 | Power System | PS | Non-Process Level | WWNOC-PS | 19 | [5 empty] | Maceration | MACN | 68
Waste Water Network Overflow Chamber | WWNOC | 10 | Utilities | UT | Non-Process Level | WWNOC-UT | 20 | [5 empty] | Micro Straining | MIST | 69
Waste Water Network Overflow Chamber | WWNOC | 10 | Control System | CS | Non-Process Level | WWNOC-CS | 21 | [5 empty] | Motor Control Centre | MCC | 70
Waste Water Network Overflow Chamber | WWNOC | 10 | 3Rd Party Infrastructure | TP | Non-Process Level | WWNOC-TP | 22 | [5 empty] | Mv System | MVSY | 71
Waste Water Outfall | WWO | 11 | Excess Influent Management | IM | Process Level | WWO-IM | 16 | [5 empty] | Non Proc Level Or Flow Or Pressure Meas | NLFP | 72
Waste Water Outfall | WWO | 11 | Final Effluent Discharge | FE | Process Level | WWO-FE | 17 | [5 empty] | Non-Process Building | NPRB | 73
Waste Water Outfall | WWO | 11 | Facilities | FC | Non-Process Level | WWO-FC | 18 | [5 empty] | Nutrient Reduction Air Stripping(Nh4) | NRAS | 74
Waste Water Outfall | WWO | 11 | Power System | PS | Non-Process Level | WWO-PS | 19 | [5 empty] | Nutrient Reduction Bio Nitrogen | NRBN | 75
Waste Water Outfall | WWO | 11 | Utilities | UT | Non-Process Level | WWO-UT | 20 | [5 empty] | Nutrient Reduction Bio Phosphate | NRBP | 76
Waste Water Outfall | WWO | 11 | Control System | CS | Non-Process Level | WWO-CS | 21 | [5 empty] | Nutrient Reduction Chemical Nitrogen | NRCN | 77
Waste Water Outfall | WWO | 11 | 3Rd Party Infrastructure | TP | Non-Process Level | WWO-TP | 22 | [5 empty] | Nutrient Reduction Chemical Phosphate | NRCP | 78
[13 empty] | Odour Containment | ODCN | 79
[13 empty] | Odour Treatment | ODTR | 80
[13 empty] | Outfall Diffuser | OFDF | 81
[13 empty] | Outfall Structure | OFST | 82
[13 empty] | Percolation | PERC | 83
[13 empty] | Pipe Bridge Or Other Struct | PBOS | 84
[13 empty] | Power Generation System | PGEN | 85
[13 empty] | Process Building | PRBL | 86
[13 empty] | Renewable Energy System | REEN | 87
[13 empty] | Road Bridge | RDBR | 88
[13 empty] | Scada | SCDA | 89
[13 empty] | Screening Coarse | SCRC | 90
[13 empty] | Screening Fine | SCRF | 91
[13 empty] | Screening Tertiary | SCRT | 92
[13 empty] | Screenings Handling | SCRH | 93
[13 empty] | Septic Tank | SPTK | 94
[13 empty] | Service Reservoir | SRES | 95
[13 empty] | Settlement | SETT | 96
[13 empty] | Site Lighting | STLI | 97
[13 empty] | Site Security And Access Control | SSAC | 98
[13 empty] | Sludge Dewatering | SLDW | 99
[13 empty] | Sludge Digestion | SLDG | 100
[13 empty] | Sludge Drying | SLDR | 101
[13 empty] | Sludge Hydrolysis | SLHY | 102
[13 empty] | Sludge Incineration | SLIN | 103
[13 empty] | Sludge Pasteurisation | SLPA | 104
[13 empty] | Sludge Screening | SLSC | 105
[13 empty] | Sludge Screenings Handling | SLSH | 106
[13 empty] | Sludge Stabilisation | SLSB | 107
[13 empty] | Sludge Storage | SLST | 108
[13 empty] | Sludge Thickening Belt Thickener | STBT | 109
[13 empty] | Sludge Thickening Daf | STDA | 110
[13 empty] | Sludge Thickening Drum Thickener | STDT | 111
[13 empty] | Sludge Thickening Gravity | STGR | 112
[13 empty] | Sludge Thickening Pft | STPF | 113
[13 empty] | Storm Tank | STTK | 114
[13 empty] | Storm Tank Overflow | STOF | 115
[13 empty] | Taste Or Odour Or Pesticides | TOP | 116
[13 empty] | Telemetry | TELM | 117
[13 empty] | Thm Removal System | THMR | 118
[13 empty] | Waste Management Or Disposal | WMDS | 119
[13 empty] | Water Supply | WASY | 120